## Sheet1
FLOOR COLLAPSE AT AMBIENT TEMPERATURE | [6 empty] | FLOOR COLLAPSE AT ISO-834 FIRE
time | explicit time scale | [5 empty] | time | explicit time scale
Step 1 |  | w from 0 to 10,000 in 0 to 10 sec |  |  |  |  | Step 1 |  | w from 0 to 10,000 in 0 to 10 sec
Step 2 |  | w from 10,000 to 14,000 from 10 to 11 sec |  |  |  |  | Step 2 |  | ISO Heating from 10 to 11 sec
w | distributed load (N/m^2) - Gravity direction POSITIVE | [5 empty] | w | distributed load (N/m^2) - Gravity direction POSITIVE
U3 | vertical displacement of the central node (m) - Gravity direction NEGATIVE | [5 empty] | U3 | vertical displacement of the central node (m) - Gravity direction NEGATIVE
Fx_rebar | axial force in rebar in larger direction (x-) | [5 empty] | Fx_rebar | axial force in rebar in larger direction (x-)
Fy_rebar | axial force in rebar in shorter direction (y-) | [5 empty] | Fy_rebar | axial force in rebar in shorter direction (y-)
F_total | axial force in the entire concrete slab cross section | [5 empty] | F_total | axial force in the entire concrete slab cross section
[7 empty] | B | Temperature of the BOTTOM concrete surface (°C)
[7 empty] | St | Temperature of the STEEL REINFORCEMENT (°C)
[7 empty] | T | Temperature of the TOP concrete surface (°C)
time | w | U3 | Fx_rebar | Fy_rebar | Fx_total | Fy_total | time | w | U3 | Fx_rebar | Fy_rebar | Fx_total | Fy_total | B | St | T
0 | 0 | 0 | 0 | 0 | 0 | 0 | 0 | 0 | 0 | 0 | 0 | 0 | 0 | 20 | 20 | 20
0.010044 | 2.6997 | -7.4553e-07 | 0.0042566 | 0.31279 | -0.028685 | -0.076413 | 0.010044 | 2.6997 | -7.4553e-07 | 0.0042566 | 0.31279 | -0.028685 | -0.076413 | 20 | 20 | 20
0.020029 | 7.6342 | -6.4594e-06 | 0.27479 | -0.16177 | -0.41535 | -0.65623 | 0.020029 | 7.6342 | -6.4594e-06 | 0.27479 | -0.16177 | -0.41535 | -0.65623 | 20 | 20 | 20
0.030008 | 13.0671 | -2.4115e-05 | 1.5159 | -8.0774 | -1.5967 | -1.879 | 0.030008 | 13.0671 | -2.4115e-05 | 1.5159 | -8.0774 | -1.5967 | -1.879 | 20 | 20 | 20
0.04004 | 20.8701 | -6.0795e-05 | 0.48482 | -22.4184 | -3.4859 | -3.4796 | 0.04004 | 20.8701 | -6.0795e-05 | 0.48482 | -22.4184 | -3.4859 | -3.4796 | 20 | 20 | 20
0.050015 | 30.4474 | -0.00011995 | -3.6842 | -42.6923 | -5.2035 | -4.8453 | 0.050015 | 30.4474 | -0.00011995 | -3.6842 | -42.6923 | -5.2035 | -4.8453 | 20 | 20 | 20
0.060045 | 40.577 | -0.00020489 | -11.4057 | -73.4215 | -4.7319 | -4.9945 | 0.060045 | 40.577 | -0.00020489 | -11.4057 | -73.4216 | -4.7319 | -4.9945 | 20 | 20 | 20
0.070018 | 53.0511 | -0.00031066 | -21.5441 | -111.302 | 0.63088 | -2.7923 | 0.070018 | 53.0511 | -0.00031066 | -21.5441 | -111.302 | 0.63088 | -2.7923 | 20 | 20 | 20
0.080048 | 68.2828 | -0.00043247 | -30.969 | -154.4195 | 13.4602 | 3.1605 | 0.080048 | 68.2828 | -0.00043247 | -30.969 | -154.42 | 13.4602 | 3.1605 | 20 | 20 | 20
0.090021 | 84.4158 | -0.0005653 | -40.5739 | -204.635 | 35.3816 | 14.0294 | 0.090021 | 84.4158 | -0.0005653 | -40.5739 | -204.635 | 35.3816 | 14.0294 | 20 | 20 | 20
0.10005 | 101.445 | -0.00070453 | -50.3714 | -256.337 | 67.4164 | 30.3469 | 0.10005 | 101.445 | -0.00070453 | -50.3714 | -256.337 | 67.4164 | 30.3469 | 20 | 20 | 20
0.11002 | 118.21 | -0.00084315 | -61.095 | -305.764 | 108.616 | 51.2428 | 0.11002 | 118.21 | -0.00084315 | -61.095 | -305.764 | 108.616 | 51.2428 | 20 | 20 | 20
0.12005 | 133.04 | -0.00097715 | -73.0795 | -354.674 | 156.967 | 75.4164 | 0.12005 | 133.04 | -0.00097715 | -73.0795 | -354.674 | 156.967 | 75.4164 | 20 | 20 | 20
0.13003 | 146.626 | -0.0010955 | -83.0741 | -396.6625 | 206.925 | 100.399 | 0.13003 | 146.626 | -0.0010955 | -83.0741 | -396.663 | 206.925 | 100.399 | 20 | 20 | 20
0.14 | 159.62 | -0.0011928 | -90.5934 | -430.914 | 253.027 | 124.102 | 0.14 | 159.62 | -0.0011928 | -90.5934 | -430.914 | 253.027 | 124.102 | 20 | 20 | 20
0.15003 | 170.331 | -0.0012674 | -94.3503 | -459.731 | 291.137 | 144.721 | 0.15003 | 170.331 | -0.0012674 | -94.3503 | -459.731 | 291.137 | 144.721 | 20 | 20 | 20
0.16001 | 179.374 | -0.0013182 | -95.7878 | -478.7285 | 318.795 | 160.354 | 0.16001 | 179.374 | -0.0013182 | -95.7878 | -478.728 | 318.795 | 160.354 | 20 | 20 | 20
0.17004 | 186.627 | -0.0013501 | -97.5614 | -489.0255 | 336.681 | 170.389 | 0.17004 | 186.627 | -0.0013501 | -97.5614 | -489.026 | 336.681 | 170.389 | 20 | 20 | 20
0.18002 | 190.252 | -0.0013668 | -98.7178 | -495.206 | 346.25 | 175.48 | 0.18002 | 190.252 | -0.0013668 | -98.7178 | -495.206 | 346.25 | 175.48 | 20 | 20 | 20
0.19004 | 193.917 | -0.0013718 | -99.4495 | -495.2975 | 349.063 | 177.052 | 0.19004 | 193.917 | -0.0013718 | -99.4495 | -495.297 | 349.063 | 177.052 | 20 | 20 | 20
0.20002 | 197.782 | -0.0013698 | -98.2281 | -493.353 | 347.905 | 177.406 | 0.20002 | 197.782 | -0.0013698 | -98.2281 | -493.353 | 347.905 | 177.406 | 20 | 20 | 20
0.21005 | 201.329 | -0.0013686 | -95.3527 | -494.6705 | 347.074 | 178.84 | 0.21005 | 201.329 | -0.0013686 | -95.3527 | -494.671 | 347.074 | 178.84 | 20 | 20 | 20
0.22003 | 206.893 | -0.0013761 | -93.8091 | -497.419 | 351.349 | 182.928 | 0.22003 | 206.893 | -0.0013761 | -93.8091 | -497.419 | 351.349 | 182.928 | 20 | 20 | 20
0.23 | 213.009 | -0.0014001 | -94.1493 | -505.39 | 365.62 | 191.429 | 0.23 | 213.009 | -0.0014001 | -94.1493 | -505.391 | 365.62 | 191.429 | 20 | 20 | 20
0.24003 | 219.778 | -0.0014468 | -98.1351 | -522.41 | 393.667 | 206.122 | 0.24003 | 219.778 | -0.0014468 | -98.1351 | -522.411 | 393.667 | 206.122 | 20 | 20 | 20
0.25001 | 229.187 | -0.001515 | -104.215 | -545.44 | 436.857 | 228.506 | 0.25001 | 229.187 | -0.001515 | -104.215 | -545.44 | 436.857 | 228.506 | 20 | 20 | 20
0.26004 | 241.064 | -0.0016044 | -110.254 | -577.06 | 496.847 | 260.462 | 0.26004 | 241.064 | -0.0016044 | -110.254 | -577.058 | 496.847 | 260.462 | 20 | 20 | 20
0.27001 | 254.841 | -0.0017127 | -116.966 | -618.24 | 574.283 | 302.612 | 0.27001 | 254.841 | -0.0017127 | -116.966 | -618.241 | 574.283 | 302.612 | 20 | 20 | 20
0.28003 | 270.937 | -0.001837 | -124.191 | -663.28 | 670.501 | 354.83 | 0.28003 | 270.937 | -0.001837 | -124.191 | -663.281 | 670.501 | 354.83 | 20 | 20 | 20
0.29001 | 287.237 | -0.0019734 | -133.977 | -712.345 | 784.377 | 415.18 | 0.29001 | 287.237 | -0.0019734 | -133.977 | -712.345 | 784.377 | 415.18 | 20 | 20 | 20
0.30003 | 302.778 | -0.0021169 | -145.549 | -764.55 | 913.493 | 481.985 | 0.30003 | 302.778 | -0.0021169 | -145.549 | -764.552 | 913.493 | 481.985 | 20 | 20 | 20
0.31001 | 318.632 | -0.0022557 | -156.335 | -812.91 | 1048.23 | 551.389 | 0.31001 | 318.632 | -0.0022557 | -156.335 | -812.909 | 1048.23 | 551.389 | 20 | 20 | 20
0.32004 | 334.143 | -0.0023839 | -165.654 | -858.835 | 1180.47 | 620.867 | 0.32004 | 334.143 | -0.0023839 | -165.654 | -858.837 | 1180.47 | 620.867 | 20 | 20 | 20
0.33001 | 347.83 | -0.0024937 | -171.435 | -900.3 | 1299.84 | 685.623 | 0.33001 | 347.83 | -0.0024937 | -171.435 | -900.301 | 1299.84 | 685.623 | 20 | 20 | 20
0.34004 | 360.943 | -0.0025829 | -175.717 | -932.36 | 1401.4 | 741.73 | 0.34004 | 360.943 | -0.0025829 | -175.717 | -932.358 | 1401.4 | 741.73 | 20 | 20 | 20
0.35001 | 371.148 | -0.0026514 | -179.641 | -956.85 | 1481.46 | 785.309 | 0.35001 | 371.148 | -0.0026514 | -179.641 | -956.852 | 1481.46 | 785.309 | 20 | 20 | 20
0.36004 | 377.833 | -0.0026997 | -182.962 | -974.4 | 1539.48 | 815.777 | 0.36004 | 377.833 | -0.0026997 | -182.962 | -974.402 | 1539.48 | 815.777 | 20 | 20 | 20
0.37001 | 383.954 | -0.0027276 | -185.689 | -982.07 | 1573.48 | 833.528 | 0.37001 | 383.954 | -0.0027276 | -185.689 | -982.071 | 1573.48 | 833.528 | 20 | 20 | 20
0.38004 | 388.306 | -0.0027384 | -185.236 | -985.695 | 1586.79 | 842.45 | 0.38004 | 388.306 | -0.0027384 | -185.236 | -985.696 | 1586.79 | 842.45 | 20 | 20 | 20
0.39001 | 392.17 | -0.0027379 | -182.672 | -986.795 | 1585.77 | 846.001 | 0.39001 | 392.17 | -0.0027379 | -182.672 | -986.796 | 1585.77 | 846.001 | 20 | 20 | 20
0.40004 | 396.9 | -0.0027336 | -180.031 | -984.62 | 1580.57 | 847.703 | 0.40004 | 396.9 | -0.0027336 | -180.031 | -984.619 | 1580.57 | 847.703 | 20 | 20 | 20
0.41001 | 400.533 | -0.0027356 | -178.429 | -985.41 | 1583.02 | 851.693 | 0.41001 | 400.533 | -0.0027356 | -178.429 | -985.41 | 1583.02 | 851.693 | 20 | 20 | 20
0.42004 | 404.725 | -0.0027512 | -179.824 | -990.685 | 1601.78 | 862.039 | 0.42004 | 404.725 | -0.0027512 | -179.824 | -990.687 | 1601.78 | 862.039 | 20 | 20 | 20
0.43001 | 410.974 | -0.0027828 | -182.247 | -999.775 | 1641.49 | 882.964 | 0.43001 | 410.974 | -0.0027828 | -182.247 | -999.773 | 1641.49 | 882.964 | 20 | 20 | 20
0.44004 | 419.01 | -0.0028345 | -185.082 | -1018.375 | 1706.57 | 918.777 | 0.44004 | 419.01 | -0.0028345 | -185.082 | -1018.37 | 1706.57 | 918.777 | 20 | 20 | 20
0.45001 | 429.642 | -0.0029066 | -188.324 | -1045.705 | 1799.65 | 971.332 | 0.45001 | 429.642 | -0.0029066 | -188.324 | -1045.7 | 1799.65 | 971.332 | 20 | 20 | 20
0.46004 | 443.19 | -0.0030002 | -192.226 | -1078.99 | 1924.81 | 1041.12 | 0.46004 | 443.19 | -0.0030002 | -192.226 | -1078.99 | 1924.81 | 1041.12 | 20 | 20 | 20
0.47001 | 457.308 | -0.0031152 | -199.472 | -1121.06 | 2083.54 | 1126.59 | 0.47001 | 457.308 | -0.0031152 | -199.472 | -1121.06 | 2083.54 | 1126.59 | 20 | 20 | 20
0.48004 | 472.043 | -0.0032475 | -208.884 | -1168.365 | 2274.12 | 1226.2 | 0.48004 | 472.043 | -0.0032475 | -208.884 | -1168.37 | 2274.12 | 1226.2 | 20 | 20 | 20
0.49001 | 488.17 | -0.0033875 | -219.088 | -1216.615 | 2485.54 | 1336.02 | 0.49001 | 488.17 | -0.0033875 | -219.088 | -1216.62 | 2485.54 | 1336.02 | 20 | 20 | 20
0.50004 | 504.434 | -0.0035293 | -228.35 | -1267.975 | 2708.2 | 1453.65 | 0.50004 | 504.434 | -0.0035293 | -228.35 | -1267.98 | 2708.2 | 1453.65 | 20 | 20 | 20
0.51002 | 520.502 | -0.0036624 | -234.902 | -1316.935 | 2926.64 | 1571.94 | 0.51002 | 520.502 | -0.0036624 | -234.902 | -1316.93 | 2926.64 | 1571.94 | 20 | 20 | 20
0.52005 | 536.704 | -0.0037836 | -240.996 | -1360.025 | 3132.72 | 1684.62 | 0.52005 | 536.704 | -0.0037836 | -240.996 | -1360.03 | 3132.72 | 1684.62 | 20 | 20 | 20
0.53003 | 549.67 | -0.0038887 | -246.528 | -1398.555 | 3316.68 | 1783.7 | 0.53003 | 549.67 | -0.0038887 | -246.528 | -1398.55 | 3316.68 | 1783.7 | 20 | 20 | 20
0.54 | 560.29 | -0.0039743 | -252.06 | -1428.735 | 3470.93 | 1864.51 | 0.54 | 560.29 | -0.0039743 | -252.06 | -1428.74 | 3470.93 | 1864.51 | 20 | 20 | 20
0.55004 | 569.701 | -0.004038 | -256.904 | -1449.165 | 3587.57 | 1925.17 | 0.55004 | 569.701 | -0.004038 | -256.904 | -1449.16 | 3587.57 | 1925.17 | 20 | 20 | 20
0.56002 | 576.196 | -0.0040782 | -258.356 | -1464.16 | 3662.32 | 1966.8 | 0.56002 | 576.196 | -0.0040782 | -258.356 | -1464.16 | 3662.32 | 1966.8 | 20 | 20 | 20
0.57005 | 582.44 | -0.0040978 | -257.503 | -1471.605 | 3698.47 | 1991.63 | 0.57005 | 582.44 | -0.0040978 | -257.503 | -1471.6 | 3698.47 | 1991.63 | 20 | 20 | 20
0.58003 | 587.831 | -0.0041023 | -255.109 | -1472.8 | 3707.29 | 2003.1 | 0.58003 | 587.831 | -0.0041023 | -255.109 | -1472.8 | 3707.29 | 2003.1 | 20 | 20 | 20
0.59001 | 591.024 | -0.0041014 | -253.314 | -1473.265 | 3705.08 | 2006.37 | 0.59001 | 591.024 | -0.0041014 | -253.314 | -1473.26 | 3705.08 | 2006.37 | 20 | 20 | 20
0.60004 | 594.212 | -0.0041016 | -253.59 | -1472.195 | 3705.22 | 2007.63 | 0.60004 | 594.212 | -0.0041016 | -253.59 | -1472.2 | 3705.22 | 2007.63 | 20 | 20 | 20
0.61002 | 598.014 | -0.0041082 | -253.916 | -1472.325 | 3718.09 | 2014.81 | 0.61002 | 598.014 | -0.0041082 | -253.916 | -1472.32 | 3718.09 | 2014.81 | 20 | 20 | 20
0.62005 | 602.848 | -0.0041274 | -254.445 | -1479.645 | 3753.53 | 2036.17 | 0.62005 | 602.848 | -0.0041274 | -254.445 | -1479.65 | 3753.53 | 2036.17 | 20 | 20 | 20
0.63003 | 610.333 | -0.0041621 | -254.467 | -1492.3 | 3819.5 | 2076.74 | 0.63003 | 610.333 | -0.0041621 | -254.467 | -1492.3 | 3819.5 | 2076.74 | 20 | 20 | 20
0.64001 | 620.215 | -0.0042175 | -255.287 | -1511.865 | 3926.23 | 2139.39 | 0.64001 | 620.215 | -0.0042175 | -255.287 | -1511.87 | 3926.23 | 2139.39 | 20 | 20 | 20
0.65004 | 631.048 | -0.0042983 | -259.273 | -1541.97 | 4083.53 | 2225.93 | 0.65004 | 631.048 | -0.0042983 | -259.273 | -1541.97 | 4083.53 | 2225.93 | 20 | 20 | 20
0.66002 | 643.572 | -0.0044014 | -265.502 | -1577.675 | 4289.71 | 2334.52 | 0.66002 | 643.572 | -0.0044014 | -265.502 | -1577.67 | 4289.71 | 2334.52 | 20 | 20 | 20
0.67005 | 658.024 | -0.0045239 | -273.886 | -1619.755 | 4541.22 | 2465.72 | 0.67005 | 658.024 | -0.0045239 | -273.886 | -1619.75 | 4541.22 | 2465.72 | 20 | 20 | 20
0.68003 | 673.221 | -0.004658 | -281.54 | -1668.465 | 4823.76 | 2615.61 | 0.68003 | 673.221 | -0.004658 | -281.54 | -1668.47 | 4823.76 | 2615.61 | 20 | 20 | 20
0.69 | 690.211 | -0.0047959 | -287.598 | -1718.175 | 5124.84 | 2778.88 | 0.69 | 690.211 | -0.0047959 | -287.598 | -1718.18 | 5124.84 | 2778.88 | 20 | 20 | 20
0.70004 | 707.807 | -0.004934 | -293.685 | -1769.3 | 5439.8 | 2945.38 | 0.70004 | 707.807 | -0.004934 | -293.685 | -1769.3 | 5439.8 | 2945.38 | 20 | 20 | 20
0.71002 | 722.867 | -0.0050657 | -299.585 | -1820.275 | 5754.83 | 3105.22 | 0.71002 | 722.867 | -0.0050657 | -299.585 | -1820.27 | 5754.83 | 3105.22 | 20 | 20 | 20
0.72005 | 737.124 | -0.0051858 | -306.575 | -1864.335 | 6052.42 | 3250.76 | 0.72005 | 737.124 | -0.0051858 | -306.575 | -1864.33 | 6052.42 | 3250.76 | 20 | 20 | 20
0.73003 | 749.462 | -0.0052871 | -312.672 | -1901.015 | 6310.99 | 3373.21 | 0.73003 | 749.462 | -0.0052871 | -312.672 | -1901.01 | 6310.99 | 3373.21 | 20 | 20 | 20
0.74001 | 759.198 | -0.0053658 | -316.019 | -1932.005 | 6515.59 | 3471.62 | 0.74001 | 759.198 | -0.0053658 | -316.019 | -1932.01 | 6515.59 | 3471.62 | 20 | 20 | 20
0.75004 | 768.841 | -0.00542 | -317.12 | -1952.25 | 6657.47 | 3545.83 | 0.75004 | 768.841 | -0.00542 | -317.12 | -1952.25 | 6657.47 | 3545.83 | 20 | 20 | 20
0.76002 | 776.316 | -0.005452 | -315.922 | -1964.615 | 6741.69 | 3594.6 | 0.76002 | 776.316 | -0.005452 | -315.922 | -1964.61 | 6741.69 | 3594.6 | 20 | 20 | 20
0.77005 | 781.313 | -0.005469 | -315.174 | -1972.23 | 6786.08 | 3621.36 | 0.77005 | 781.313 | -0.005469 | -315.174 | -1972.23 | 6786.08 | 3621.36 | 20 | 20 | 20
0.78003 | 785.326 | -0.0054751 | -315.541 | -1972.75 | 6801.54 | 3630.58 | 0.78003 | 785.326 | -0.0054751 | -315.541 | -1972.75 | 6801.54 | 3630.58 | 20 | 20 | 20
0.79 | 788.349 | -0.0054763 | -315.638 | -1971.45 | 6804.79 | 3632.75 | 0.79 | 788.349 | -0.0054763 | -315.638 | -1971.45 | 6804.79 | 3632.75 | 20 | 20 | 20
0.80004 | 791.566 | -0.0054784 | -315.263 | -1972.655 | 6808.4 | 3637.87 | 0.80004 | 791.566 | -0.0054784 | -315.263 | -1972.66 | 6808.4 | 3637.87 | 20 | 20 | 20
0.81002 | 796.813 | -0.0054859 | -313.18 | -1974.8 | 6827.9 | 3655.62 | 0.81002 | 796.813 | -0.0054859 | -313.18 | -1974.8 | 6827.9 | 3655.62 | 20 | 20 | 20
0.82005 | 803.45 | -0.0055078 | -311.751 | -1983.45 | 6884.08 | 3691.55 | 0.82005 | 803.45 | -0.0055078 | -311.751 | -1983.45 | 6884.08 | 3691.55 | 20 | 20 | 20
0.83003 | 810.701 | -0.0055505 | -312.533 | -2001.065 | 6997.99 | 3751.16 | 0.83003 | 810.701 | -0.0055505 | -312.533 | -2001.06 | 6997.99 | 3751.16 | 20 | 20 | 20
0.84001 | 820.043 | -0.0056162 | -315.576 | -2024.315 | 7174.87 | 3836.71 | 0.84001 | 820.043 | -0.0056162 | -315.576 | -2024.31 | 7174.87 | 3836.71 | 20 | 20 | 20
0.85004 | 831.056 | -0.005706 | -321.089 | -2057.55 | 7414.48 | 3947.73 | 0.85004 | 831.056 | -0.005706 | -321.089 | -2057.55 | 7414.48 | 3947.73 | 20 | 20 | 20
0.86002 | 843.502 | -0.005815 | -326.1 | -2100.34 | 7701.09 | 4079.87 | 0.86002 | 843.502 | -0.005815 | -326.1 | -2100.34 | 7701.09 | 4079.87 | 20 | 20 | 20
0.87005 | 859.157 | -0.005939 | -330.699 | -2147.785 | 8024.84 | 4232.99 | 0.87005 | 859.157 | -0.005939 | -330.699 | -2147.79 | 8024.84 | 4232.99 | 20 | 20 | 20
0.88003 | 875.74 | -0.006074 | -335.493 | -2200.895 | 8371.46 | 4396.82 | 0.88003 | 875.74 | -0.006074 | -335.493 | -2200.89 | 8371.46 | 4396.82 | 20 | 20 | 20
0.89001 | 891.483 | -0.0062157 | -341.022 | -2257.44 | 8740.47 | 4568.3 | 0.89001 | 891.483 | -0.0062157 | -341.022 | -2257.44 | 8740.47 | 4568.3 | 20 | 20 | 20
0.90004 | 907.814 | -0.0063586 | -348.749 | -2312.125 | 9119.58 | 4735.88 | 0.90004 | 907.814 | -0.0063586 | -348.749 | -2312.13 | 9119.58 | 4735.88 | 20 | 20 | 20
0.91002 | 922.348 | -0.0064938 | -355.691 | -2369.145 | 9497.17 | 4894.39 | 0.91002 | 922.348 | -0.0064938 | -355.691 | -2369.15 | 9497.17 | 4894.39 | 20 | 20 | 20
0.92005 | 935.513 | -0.0066153 | -360.726 | -2424.435 | 9854.87 | 5041.28 | 0.92005 | 935.513 | -0.0066153 | -360.726 | -2424.44 | 9854.87 | 5041.28 | 20 | 20 | 20
0.93003 | 948.854 | -0.0067151 | -363.61 | -2468.96 | 10150.6 | 5164.51 | 0.93003 | 948.854 | -0.0067151 | -363.61 | -2468.96 | 10150.6 | 5164.51 | 20 | 20 | 20
0.94 | 959.799 | -0.0067933 | -364.124 | -2505.405 | 10390.9 | 5264.6 | 0.94 | 959.799 | -0.0067933 | -364.124 | -2505.41 | 10390.9 | 5264.6 | 20 | 20 | 20
0.95004 | 968.369 | -0.0068524 | -365.131 | -2534.73 | 10572.5 | 5331.73 | 0.95004 | 968.369 | -0.0068524 | -365.131 | -2534.73 | 10572.5 | 5331.73 | 20 | 20 | 20
0.96002 | 975.328 | -0.0068919 | -366.421 | -2550.74 | 10693.8 | 5377.28 | 0.96002 | 975.328 | -0.0068919 | -366.421 | -2550.74 | 10693.8 | 5377.28 | 20 | 20 | 20
0.97005 | 980.296 | -0.0069162 | -367.65 | -2560.28 | 10767.7 | 5404 | 0.97005 | 980.296 | -0.0069162 | -367.65 | -2560.28 | 10767.7 | 5404 | 20 | 20 | 20
0.98003 | 984.151 | -0.0069281 | -367.847 | -2566.505 | 10803 | 5416.9 | 0.98003 | 984.151 | -0.0069281 | -367.847 | -2566.51 | 10803 | 5416.9 | 20 | 20 | 20
0.99001 | 988.901 | -0.0069314 | -365.726 | -2566.855 | 10803.7 | 5422.42 | 0.99001 | 988.901 | -0.0069314 | -365.726 | -2566.85 | 10803.7 | 5422.42 | 20 | 20 | 20
1 | 993.96 | -0.0069354 | -363.581 | -2568.605 | 10804.8 | 5430.73 | 1 | 993.96 | -0.0069354 | -363.581 | -2568.61 | 10804.8 | 5430.73 | 20 | 20 | 20
1.01 | 998.42 | -0.0069482 | -362.2 | -2576.04 | 10839.4 | 5448.06 | 1.01 | 998.42 | -0.0069482 | -362.2 | -2576.04 | 10839.4 | 5448.06 | 20 | 20 | 20
1.02 | 1004.44 | -0.0069756 | -362.818 | -2586.28 | 10923.9 | 5480.78 | 1.02 | 1004.44 | -0.0069756 | -362.818 | -2586.28 | 10923.9 | 5480.78 | 20 | 20 | 20
1.03 | 1011.39 | -0.0070222 | -365.274 | -2606.475 | 11075.1 | 5533.75 | 1.03 | 1011.39 | -0.0070222 | -365.274 | -2606.48 | 11075.1 | 5533.75 | 20 | 20 | 20
1.04 | 1019.5 | -0.0070886 | -366.977 | -2639.14 | 11295.9 | 5613.15 | 1.04 | 1019.5 | -0.0070886 | -366.977 | -2639.14 | 11295.9 | 5613.15 | 20 | 20 | 20
1.05 | 1031.28 | -0.0071747 | -368.837 | -2679.11 | 11572.8 | 5719.87 | 1.05 | 1031.28 | -0.0071747 | -368.837 | -2679.11 | 11572.8 | 5719.87 | 20 | 20 | 20
1.06 | 1044.59 | -0.0072802 | -370.471 | -2730.53 | 11909.5 | 5844.45 | 1.06 | 1044.59 | -0.0072802 | -370.471 | -2730.53 | 11909.5 | 5844.45 | 20 | 20 | 20
1.07 | 1058.26 | -0.0074054 | -373.069 | -2793.645 | 12317.5 | 5983.99 | 1.07 | 1058.26 | -0.0074054 | -373.069 | -2793.65 | 12317.5 | 5983.99 | 20 | 20 | 20
1.08 | 1073.31 | -0.0075447 | -378.807 | -2860.035 | 12737.7 | 6111.09 | 1.08 | 1073.31 | -0.0075447 | -378.807 | -2860.03 | 12737.7 | 6111.09 | 20 | 20 | 20
1.09 | 1088.16 | -0.0076926 | -385.229 | -2931.69 | 13154.2 | 6223.41 | 1.09 | 1088.16 | -0.0076926 | -385.229 | -2931.69 | 13154.2 | 6223.41 | 20 | 20 | 20
1.1 | 1102.65 | -0.0078428 | -391.428 | -3007.595 | 13556.7 | 6326.96 | 1.1 | 1102.65 | -0.0078428 | -391.428 | -3007.59 | 13556.7 | 6326.96 | 20 | 20 | 20
1.11 | 1118.32 | -0.0079853 | -396.17 | -3078.19 | 13902.4 | 6403.16 | 1.11 | 1118.32 | -0.0079853 | -396.17 | -3078.19 | 13902.4 | 6403.16 | 20 | 20 | 20
1.12 | 1133.12 | -0.0081178 | -399.501 | -3144.565 | 14209.3 | 6478.82 | 1.12 | 1133.12 | -0.0081178 | -399.501 | -3144.56 | 14209.3 | 6478.82 | 20 | 20 | 20
1.13 | 1145.84 | -0.0082378 | -403.487 | -3207.025 | 14482 | 6534.26 | 1.13 | 1145.84 | -0.0082378 | -403.487 | -3207.03 | 14482 | 6534.26 | 20 | 20 | 20
1.14 | 1157.2 | -0.0083415 | -407.55 | -3257.995 | 14719.2 | 6588.01 | 1.14 | 1157.2 | -0.0083415 | -407.55 | -3258 | 14719.2 | 6588.01 | 20 | 20 | 20
1.15 | 1167.07 | -0.0084281 | -411.941 | -3299.125 | 14915.7 | 6633.76 | 1.15 | 1167.07 | -0.0084281 | -411.941 | -3299.13 | 14915.7 | 6633.76 | 20 | 20 | 20
1.16 | 1174.86 | -0.0084955 | -414.92 | -3334.06 | 15065.2 | 6665.46 | 1.16 | 1174.86 | -0.0084955 | -414.92 | -3334.06 | 15065.2 | 6665.46 | 20 | 20 | 20
1.1701 | 1182.39 | -0.008543 | -415.411 | -3357.665 | 15152.8 | 6686.2 | 1.1701 | 1182.39 | -0.008543 | -415.411 | -3357.67 | 15152.8 | 6686.2 | 20 | 20 | 20
1.18 | 1189.82 | -0.0085751 | -415.168 | -3373.05 | 15180.6 | 6688.93 | 1.18 | 1189.82 | -0.0085751 | -415.168 | -3373.05 | 15180.6 | 6688.93 | 20 | 20 | 20
1.19 | 1194.93 | -0.008598 | -414.124 | -3386.835 | 15209.7 | 6696.25 | 1.19 | 1194.93 | -0.008598 | -414.124 | -3386.83 | 15209.7 | 6696.25 | 20 | 20 | 20
1.2 | 1199.95 | -0.0086176 | -414.533 | -3395.34 | 15229.6 | 6694.16 | 1.2 | 1199.95 | -0.0086176 | -414.533 | -3395.34 | 15229.6 | 6694.16 | 20 | 20 | 20
1.21 | 1204.89 | -0.0086386 | -416.026 | -3402.43 | 15265.4 | 6699.26 | 1.21 | 1204.89 | -0.0086386 | -416.026 | -3402.43 | 15265.4 | 6699.26 | 20 | 20 | 20
1.2201 | 1209.38 | -0.0086658 | -416.889 | -3416.495 | 15317.8 | 6706.47 | 1.2201 | 1209.38 | -0.0086658 | -416.889 | -3416.49 | 15317.8 | 6706.47 | 20 | 20 | 20
1.23 | 1215.94 | -0.0087017 | -417.575 | -3434.415 | 15378.7 | 6710.4 | 1.23 | 1215.94 | -0.0087017 | -417.575 | -3434.42 | 15378.7 | 6710.4 | 20 | 20 | 20
1.24 | 1224.41 | -0.0087502 | -417.683 | -3458.495 | 15450.7 | 6714.61 | 1.24 | 1224.41 | -0.0087502 | -417.683 | -3458.49 | 15450.7 | 6714.61 | 20 | 20 | 20
1.25 | 1233.28 | -0.008818 | -418.676 | -3495.6 | 15579 | 6739.28 | 1.25 | 1233.28 | -0.008818 | -418.676 | -3495.6 | 15579 | 6739.28 | 20 | 20 | 20
1.26 | 1243.28 | -0.0089059 | -421.929 | -3540.69 | 15775.5 | 6791.02 | 1.26 | 1243.28 | -0.0089059 | -421.929 | -3540.69 | 15775.5 | 6791.02 | 20 | 20 | 20
1.27 | 1254.83 | -0.009014 | -426.632 | -3592.555 | 16026.1 | 6864.07 | 1.27 | 1254.83 | -0.009014 | -426.632 | -3592.55 | 16026.1 | 6864.07 | 20 | 20 | 20
1.28 | 1266.77 | -0.0091392 | -432.091 | -3658.075 | 16341.3 | 6964.51 | 1.28 | 1266.77 | -0.0091392 | -432.091 | -3658.08 | 16341.3 | 6964.51 | 20 | 20 | 20
1.29 | 1280.31 | -0.0092767 | -436.488 | -3731.09 | 16686.4 | 7087.71 | 1.29 | 1280.31 | -0.0092767 | -436.488 | -3731.09 | 16686.4 | 7087.71 | 20 | 20 | 20
1.3 | 1295.82 | -0.0094221 | -439.72 | -3808.11 | 17061.8 | 7225.29 | 1.3 | 1295.82 | -0.0094221 | -439.72 | -3808.11 | 17061.8 | 7225.29 | 20 | 20 | 20
1.31 | 1311.02 | -0.0095723 | -443.25 | -3891.4 | 17463.5 | 7367.46 | 1.31 | 1311.02 | -0.0095723 | -443.25 | -3891.4 | 17463.5 | 7367.46 | 20 | 20 | 20
1.32 | 1325.37 | -0.0097246 | -447.249 | -3975.66 | 17886.4 | 7511.8 | 1.32 | 1325.37 | -0.0097246 | -447.249 | -3975.66 | 17886.4 | 7511.8 | 20 | 20 | 20
1.33 | 1339.66 | -0.0098712 | -452.854 | -4052.93 | 18286.4 | 7637.9 | 1.33 | 1339.66 | -0.0098712 | -452.854 | -4052.93 | 18286.4 | 7637.9 | 20 | 20 | 20
1.34 | 1352.55 | -0.010008 | -457.796 | -4126.455 | 18681.2 | 7758.03 | 1.34 | 1352.55 | -0.010008 | -457.796 | -4126.46 | 18681.2 | 7758.03 | 20 | 20 | 20
1.35 | 1364.23 | -0.010131 | -460.805 | -4195.77 | 19033.5 | 7873 | 1.35 | 1364.23 | -0.010131 | -460.805 | -4195.77 | 19033.5 | 7873 | 20 | 20 | 20
1.36 | 1376.34 | -0.010234 | -462.789 | -4251.905 | 19298.2 | 7959.16 | 1.36 | 1376.34 | -0.010234 | -462.789 | -4251.91 | 19298.2 | 7959.16 | 20 | 20 | 20
1.37 | 1386.74 | -0.010318 | -463.434 | -4299.93 | 19507 | 8034.77 | 1.37 | 1386.74 | -0.010318 | -463.434 | -4299.93 | 19507 | 8034.77 | 20 | 20 | 20
1.38 | 1394.94 | -0.010387 | -464.598 | -4340.53 | 19675.1 | 8093.23 | 1.38 | 1394.94 | -0.010387 | -464.598 | -4340.53 | 19675.1 | 8093.23 | 20 | 20 | 20
1.39 | 1402.35 | -0.010441 | -466.58 | -4367.91 | 19806.7 | 8139.91 | 1.39 | 1402.35 | -0.010441 | -466.58 | -4367.91 | 19806.7 | 8139.91 | 20 | 20 | 20
1.4 | 1408.3 | -0.010482 | -468.237 | -4388.225 | 19904.1 | 8173.37 | 1.4 | 1408.3 | -0.010482 | -468.237 | -4388.22 | 19904.1 | 8173.37 | 20 | 20 | 20
1.41 | 1413.47 | -0.010514 | -469.063 | -4406.5 | 19974.6 | 8195.95 | 1.41 | 1413.47 | -0.010514 | -469.063 | -4406.5 | 19974.6 | 8195.95 | 20 | 20 | 20
1.4201 | 1419.2 | -0.010538 | -468.221 | -4419.71 | 20005.3 | 8203.61 | 1.4201 | 1419.2 | -0.010538 | -468.221 | -4419.71 | 20005.3 | 8203.61 | 20 | 20 | 20
1.43 | 1425.57 | -0.010562 | -466.938 | -4432.385 | 20030 | 8205.23 | 1.43 | 1425.57 | -0.010562 | -466.938 | -4432.39 | 20030 | 8205.23 | 20 | 20 | 20
1.44 | 1431.22 | -0.010593 | -466.405 | -4451.875 | 20100.1 | 8220.8 | 1.44 | 1431.22 | -0.010593 | -466.405 | -4451.87 | 20100.1 | 8220.8 | 20 | 20 | 20
1.45 | 1437.45 | -0.010636 | -467.212 | -4474.625 | 20205.4 | 8251 | 1.45 | 1437.45 | -0.010636 | -467.212 | -4474.62 | 20205.4 | 8251 | 20 | 20 | 20
1.46 | 1445.04 | -0.010693 | -469.663 | -4502.69 | 20355.9 | 8302.58 | 1.46 | 1445.04 | -0.010693 | -469.663 | -4502.69 | 20355.9 | 8302.58 | 20 | 20 | 20
1.4701 | 1452.93 | -0.010767 | -471.72 | -4544.19 | 20558.8 | 8378.38 | 1.4701 | 1452.93 | -0.010767 | -471.72 | -4544.19 | 20558.8 | 8378.38 | 20 | 20 | 20
1.48 | 1462.89 | -0.010856 | -473.19 | -4594.76 | 20787.5 | 8463.43 | 1.48 | 1462.89 | -0.010856 | -473.19 | -4594.76 | 20787.5 | 8463.43 | 20 | 20 | 20
1.49 | 1475.07 | -0.010962 | -474.822 | -4652.99 | 21053.1 | 8564.48 | 1.49 | 1475.07 | -0.010962 | -474.822 | -4652.99 | 21053.1 | 8564.48 | 20 | 20 | 20
1.5 | 1487.47 | -0.011086 | -476.526 | -4724.99 | 21392.2 | 8697.89 | 1.5 | 1487.47 | -0.011086 | -476.526 | -4724.99 | 21392.2 | 8697.89 | 20 | 20 | 20
1.51 | 1500.42 | -0.011226 | -480.033 | -4804.335 | 21801.4 | 8859.19 | 1.51 | 1500.42 | -0.011226 | -480.033 | -4804.34 | 21801.4 | 8859.19 | 20 | 20 | 20
1.52 | 1514.5 | -0.011377 | -484.754 | -4886.85 | 22247.6 | 9033.25 | 1.52 | 1514.5 | -0.011377 | -484.754 | -4886.85 | 22247.6 | 9033.25 | 20 | 20 | 20
1.53 | 1528.3 | -0.011534 | -488.974 | -4975.01 | 22728.7 | 9221.94 | 1.53 | 1528.3 | -0.011534 | -488.974 | -4975.01 | 22728.7 | 9221.94 | 20 | 20 | 20
1.54 | 1542.48 | -0.011692 | -492.583 | -5065.3 | 23204.6 | 9421.6 | 1.54 | 1542.48 | -0.011692 | -492.583 | -5065.28 | 23204.6 | 9421.6 | 20 | 20 | 20
1.55 | 1557.46 | -0.011844 | -494.329 | -5150.15 | 23669.8 | 9636.76 | 1.55 | 1557.46 | -0.011844 | -494.329 | -5150.14 | 23669.8 | 9636.76 | 20 | 20 | 20
1.56 | 1571.54 | -0.011987 | -495.955 | -5232.25 | 24118.3 | 9857.42 | 1.56 | 1571.54 | -0.011987 | -495.955 | -5232.25 | 24118.3 | 9857.42 | 20 | 20 | 20
1.57 | 1584.04 | -0.012122 | -498.298 | -5309.9 | 24546.3 | 10065 | 1.57 | 1584.04 | -0.012122 | -498.298 | -5309.88 | 24546.3 | 10065 | 20 | 20 | 20
1.58 | 1595.54 | -0.012241 | -501.028 | -5374.95 | 24929.9 | 10258.4 | 1.58 | 1595.54 | -0.012241 | -501.028 | -5374.93 | 24929.9 | 10258.4 | 20 | 20 | 20
1.59 | 1605.94 | -0.012344 | -504.109 | -5431.15 | 25263.2 | 10416.9 | 1.59 | 1605.94 | -0.012344 | -504.109 | -5431.14 | 25263.2 | 10416.9 | 20 | 20 | 20
1.6 | 1614.65 | -0.01243 | -505.175 | -5481 | 25545.8 | 10546.3 | 1.6 | 1614.65 | -0.01243 | -505.175 | -5481.02 | 25545.8 | 10546.3 | 20 | 20 | 20
1.61 | 1623.18 | -0.012496 | -504.883 | -5518.6 | 25745.2 | 10644.8 | 1.61 | 1623.18 | -0.012496 | -504.883 | -5518.6 | 25745.2 | 10644.8 | 20 | 20 | 20
1.62 | 1631.38 | -0.012547 | -504.279 | -5547 | 25878.5 | 10711.3 | 1.62 | 1631.38 | -0.012547 | -504.279 | -5546.99 | 25878.5 | 10711.3 | 20 | 20 | 20
1.63 | 1637.3 | -0.012587 | -503.241 | -5572.4 | 26003.3 | 10771.5 | 1.63 | 1637.3 | -0.012587 | -503.241 | -5572.42 | 26003.3 | 10771.5 | 20 | 20 | 20
1.64 | 1642.98 | -0.012622 | -504.023 | -5590.95 | 26099.8 | 10812.7 | 1.64 | 1642.98 | -0.012622 | -504.023 | -5590.93 | 26099.8 | 10812.7 | 20 | 20 | 20
1.65 | 1648.59 | -0.012654 | -505.169 | -5605.15 | 26185.3 | 10856.2 | 1.65 | 1648.59 | -0.012654 | -505.169 | -5605.14 | 26185.3 | 10856.2 | 20 | 20 | 20
1.66 | 1653.56 | -0.012687 | -505.464 | -5624.2 | 26283.2 | 10907.7 | 1.66 | 1653.56 | -0.012687 | -505.464 | -5624.21 | 26283.2 | 10907.7 | 20 | 20 | 20
1.6701 | 1659.92 | -0.012725 | -505.156 | -5646.65 | 26383.7 | 10957.6 | 1.6701 | 1659.92 | -0.012725 | -505.156 | -5646.67 | 26383.7 | 10957.6 | 20 | 20 | 20
1.68 | 1667.56 | -0.012771 | -503.809 | -5672.2 | 26509.2 | 11030.4 | 1.68 | 1667.56 | -0.012771 | -503.809 | -5672.2 | 26509.2 | 11030.4 | 20 | 20 | 20
1.69 | 1675.65 | -0.012833 | -503.513 | -5708.7 | 26696.7 | 11118 | 1.69 | 1675.65 | -0.012833 | -503.513 | -5708.68 | 26696.7 | 11118 | 20 | 20 | 20
1.7 | 1684.14 | -0.012913 | -504.374 | -5755.25 | 26976.5 | 11252.8 | 1.7 | 1684.14 | -0.012913 | -504.374 | -5755.25 | 26976.5 | 11252.8 | 20 | 20 | 20
1.71 | 1694.16 | -0.01301 | -506.206 | -5807.15 | 27323.7 | 11427.3 | 1.71 | 1694.16 | -0.01301 | -506.206 | -5807.13 | 27323.7 | 11427.3 | 20 | 20 | 20
1.7201 | 1705.25 | -0.013126 | -508.51 | -5871.2 | 27747.2 | 11641.7 | 1.7201 | 1705.25 | -0.013126 | -508.51 | -5871.2 | 27747.2 | 11641.7 | 20 | 20 | 20
1.73 | 1717.03 | -0.013255 | -509.334 | -5946.55 | 28229.1 | 11896 | 1.73 | 1717.03 | -0.013255 | -509.334 | -5946.57 | 28229.1 | 11896 | 20 | 20 | 20
1.74 | 1731.14 | -0.013395 | -509.741 | -6025.85 | 28737.4 | 12169.1 | 1.74 | 1731.14 | -0.013395 | -509.741 | -6025.83 | 28737.4 | 12169.1 | 20 | 20 | 20
1.75 | 1745.71 | -0.013546 | -510.098 | -6112.3 | 29311.5 | 12477.3 | 1.75 | 1745.71 | -0.013546 | -510.098 | -6112.31 | 29311.5 | 12477.3 | 20 | 20 | 20
1.76 | 1759.42 | -0.013704 | -510.809 | -6203.9 | 29946.3 | 12815.3 | 1.76 | 1759.42 | -0.013704 | -510.809 | -6203.91 | 29946.3 | 12815.3 | 20 | 20 | 20
1.77 | 1773.59 | -0.013864 | -512.937 | -6293.75 | 30608.9 | 13171.3 | 1.77 | 1773.59 | -0.013864 | -512.937 | -6293.74 | 30608.9 | 13171.3 | 20 | 20 | 20
1.78 | 1787.47 | -0.01402 | -514.61 | -6379.65 | 31257.3 | 13520.3 | 1.78 | 1787.47 | -0.01402 | -514.61 | -6379.65 | 31257.3 | 13520.3 | 20 | 20 | 20
1.79 | 1800.36 | -0.014166 | -515.046 | -6464.85 | 31885.9 | 13871.6 | 1.79 | 1800.36 | -0.014166 | -515.046 | -6464.87 | 31885.9 | 13871.6 | 20 | 20 | 20
1.8 | 1813.34 | -0.0143 | -514.516 | -6542.35 | 32453.8 | 14193.3 | 1.8 | 1813.34 | -0.0143 | -514.516 | -6542.37 | 32453.8 | 14193.3 | 20 | 20 | 20
1.81 | 1825.81 | -0.014417 | -513.296 | -6608.25 | 32933.4 | 14483.5 | 1.81 | 1825.81 | -0.014417 | -513.296 | -6608.24 | 32933.4 | 14483.5 | 20 | 20 | 20
1.82 | 1836.2 | -0.01452 | -512.816 | -6668.95 | 33378.7 | 14738.2 | 1.82 | 1836.2 | -0.01452 | -512.816 | -6668.94 | 33378.7 | 14738.2 | 20 | 20 | 20
1.83 | 1845.03 | -0.014607 | -513.096 | -6718.45 | 33761.2 | 14957.9 | 1.83 | 1845.03 | -0.014607 | -513.096 | -6718.44 | 33761.2 | 14957.9 | 20 | 20 | 20
1.84 | 1853.21 | -0.014677 | -513.716 | -6755 | 34064.3 | 15124.3 | 1.84 | 1853.21 | -0.014677 | -513.716 | -6755 | 34064.3 | 15124.3 | 20 | 20 | 20
1.85 | 1860.18 | -0.014734 | -513.822 | -6786.65 | 34311.9 | 15262.5 | 1.85 | 1860.18 | -0.014734 | -513.822 | -6786.63 | 34311.9 | 15262.5 | 20 | 20 | 20
1.86 | 1866.38 | -0.014777 | -512.21 | -6813.2 | 34490.1 | 15365.2 | 1.86 | 1866.38 | -0.014777 | -512.21 | -6813.21 | 34490.1 | 15365.2 | 20 | 20 | 20
1.87 | 1873.24 | -0.014811 | -510.489 | -6832.1 | 34608 | 15446.8 | 1.87 | 1873.24 | -0.014811 | -510.489 | -6832.11 | 34608 | 15446.8 | 20 | 20 | 20
1.88 | 1879.46 | -0.014843 | -509.185 | -6850.25 | 34719.5 | 15523.6 | 1.88 | 1879.46 | -0.014843 | -509.185 | -6850.23 | 34719.5 | 15523.6 | 20 | 20 | 20
1.89 | 1884.51 | -0.014878 | -508.485 | -6871.55 | 34864.2 | 15614.6 | 1.89 | 1884.51 | -0.014878 | -508.485 | -6871.55 | 34864.2 | 15614.6 | 20 | 20 | 20
1.9 | 1890.75 | -0.01492 | -509.307 | -6892.25 | 35034 | 15714.1 | 1.9 | 1890.75 | -0.01492 | -509.307 | -6892.27 | 35034 | 15714.1 | 20 | 20 | 20
1.91 | 1897.49 | -0.014971 | -509.342 | -6918.65 | 35253.4 | 15842.3 | 1.91 | 1897.49 | -0.014971 | -509.342 | -6918.65 | 35253.4 | 15842.3 | 20 | 20 | 20
1.9201 | 1904.84 | -0.015035 | -508.293 | -6957.15 | 35542.1 | 16008.5 | 1.9201 | 1904.84 | -0.015035 | -508.293 | -6957.13 | 35542.1 | 16008.5 | 20 | 20 | 20
1.93 | 1914.37 | -0.015112 | -506.704 | -7002 | 35883.5 | 16207.4 | 1.93 | 1914.37 | -0.015112 | -506.704 | -7001.99 | 35883.5 | 16207.4 | 20 | 20 | 20
1.94 | 1924.99 | -0.015206 | -504.657 | -7055.2 | 36309.6 | 16458.1 | 1.94 | 1924.99 | -0.015206 | -504.657 | -7055.2 | 36309.6 | 16458.1 | 20 | 20 | 20
1.95 | 1935.97 | -0.01532 | -503.97 | -7122.1 | 36849.5 | 16760.1 | 1.95 | 1935.97 | -0.01532 | -503.97 | -7122.08 | 36849.5 | 16760.1 | 20 | 20 | 20
1.96 | 1947.58 | -0.01545 | -503.697 | -7196.9 | 37487 | 17122.9 | 1.96 | 1947.58 | -0.01545 | -503.697 | -7196.88 | 37487 | 17122.9 | 20 | 20 | 20
1.9701 | 1960.68 | -0.015593 | -503.42 | -7277.35 | 38194.3 | 17521.1 | 1.9701 | 1960.68 | -0.015593 | -503.42 | -7277.36 | 38194.3 | 17521.1 | 20 | 20 | 20
1.98 | 1974.21 | -0.015746 | -502.249 | -7367.9 | 38966.1 | 17956.9 | 1.98 | 1974.21 | -0.015746 | -502.249 | -7367.88 | 38966.1 | 17956.9 | 20 | 20 | 20
1.99 | 1988.12 | -0.015902 | -498.921 | -7463.4 | 39782.2 | 18430 | 1.99 | 1988.12 | -0.015902 | -498.921 | -7463.39 | 39782.2 | 18430 | 20 | 20 | 20
2 | 2003.43 | -0.01606 | -495.606 | -7557.85 | 40600.5 | 18899.9 | 2 | 2003.43 | -0.01606 | -495.606 | -7557.83 | 40600.5 | 18899.9 | 20 | 20 | 20
2.0101 | 2017.55 | -0.016216 | -492.434 | -7653.05 | 41439 | 19378.9 | 2.0101 | 2017.55 | -0.016216 | -492.434 | -7653.04 | 41439 | 19378.9 | 20 | 20 | 20
2.02 | 2030.23 | -0.016365 | -489.973 | -7744.3 | 42262.8 | 19849.9 | 2.02 | 2030.23 | -0.016365 | -489.973 | -7744.28 | 42262.8 | 19849.9 | 20 | 20 | 20
2.03 | 2042.93 | -0.016505 | -488.9 | -7825.05 | 43014.5 | 20289.3 | 2.03 | 2042.93 | -0.016505 | -488.9 | -7825.07 | 43014.5 | 20289.3 | 20 | 20 | 20
2.04 | 2054.45 | -0.016629 | -486.705 | -7898.7 | 43698.1 | 20693.6 | 2.04 | 2054.45 | -0.016629 | -486.705 | -7898.69 | 43698.1 | 20693.6 | 20 | 20 | 20
2.05 | 2064.94 | -0.016737 | -483.722 | -7966.05 | 44282.8 | 21045.7 | 2.05 | 2064.94 | -0.016737 | -483.722 | -7966.06 | 44282.8 | 21045.7 | 20 | 20 | 20
2.06 | 2075.04 | -0.016825 | -480.492 | -8020.75 | 44756.4 | 21341.3 | 2.06 | 2075.04 | -0.016825 | -480.492 | -8020.73 | 44756.4 | 21341.3 | 20 | 20 | 20
2.07 | 2084.1 | -0.016898 | -477.451 | -8063.9 | 45134.5 | 21569.7 | 2.07 | 2084.1 | -0.016898 | -477.451 | -8063.91 | 45134.5 | 21569.7 | 20 | 20 | 20
2.08 | 2091.12 | -0.016959 | -475.938 | -8102.05 | 45462.9 | 21758.1 | 2.08 | 2091.12 | -0.016959 | -475.938 | -8102.05 | 45462.9 | 21758.1 | 20 | 20 | 20
2.09 | 2097.34 | -0.017008 | -475.31 | -8130.6 | 45725.9 | 21907.6 | 2.09 | 2097.34 | -0.017008 | -475.31 | -8130.59 | 45725.9 | 21907.6 | 20 | 20 | 20
2.1 | 2103.5 | -0.017049 | -474.748 | -8151.4 | 45926.7 | 22035.9 | 2.1 | 2103.5 | -0.017049 | -474.748 | -8151.42 | 45926.7 | 22035.9 | 20 | 20 | 20
2.1101 | 2109.15 | -0.017085 | -473.447 | -8174.2 | 46101.5 | 22152.6 | 2.1101 | 2109.15 | -0.017085 | -473.447 | -8174.19 | 46101.5 | 22152.6 | 20 | 20 | 20
2.12 | 2115.2 | -0.017119 | -470.794 | -8197.2 | 46261 | 22264.4 | 2.12 | 2115.2 | -0.017119 | -470.794 | -8197.2 | 46261 | 22264.4 | 20 | 20 | 20
2.13 | 2122.24 | -0.017159 | -468.361 | -8220.3 | 46447.2 | 22392.5 | 2.13 | 2122.24 | -0.017159 | -468.361 | -8220.32 | 46447.2 | 22392.5 | 20 | 20 | 20
2.14 | 2129.15 | -0.017209 | -466.589 | -8250.95 | 46703.8 | 22544 | 2.14 | 2129.15 | -0.017209 | -466.589 | -8250.94 | 46703.8 | 22544 | 20 | 20 | 20
2.15 | 2135.96 | -0.017273 | -465.056 | -8290.25 | 47063.8 | 22750.4 | 2.15 | 2135.96 | -0.017273 | -465.056 | -8290.25 | 47063.8 | 22750.4 | 20 | 20 | 20
2.16 | 2144.55 | -0.017351 | -464.227 | -8334.5 | 47490.9 | 22999.8 | 2.16 | 2144.55 | -0.017351 | -464.227 | -8334.51 | 47490.9 | 22999.8 | 20 | 20 | 20
2.17 | 2154.24 | -0.017445 | -461.977 | -8390.4 | 48003.7 | 23308.4 | 2.17 | 2154.24 | -0.017445 | -461.977 | -8390.4 | 48003.7 | 23308.4 | 20 | 20 | 20
2.18 | 2164.82 | -0.017556 | -458.221 | -8460.8 | 48618.8 | 23677.2 | 2.18 | 2164.82 | -0.017556 | -458.221 | -8460.82 | 48618.8 | 23677.2 | 20 | 20 | 20
2.19 | 2177.55 | -0.017681 | -454.082 | -8538.6 | 49304.9 | 24086.9 | 2.19 | 2177.55 | -0.017681 | -454.082 | -8538.59 | 49304.9 | 24086.9 | 20 | 20 | 20
2.2001 | 2190.68 | -0.01782 | -449.511 | -8624.25 | 50098.9 | 24552.1 | 2.2001 | 2190.68 | -0.01782 | -449.511 | -8624.26 | 50098.9 | 24552.1 | 20 | 20 | 20
2.21 | 2203.57 | -0.017972 | -446.024 | -8718.8 | 50988.1 | 25053.3 | 2.21 | 2203.57 | -0.017972 | -446.024 | -8718.79 | 50988.1 | 25053.3 | 20 | 20 | 20
2.22 | 2217.02 | -0.018133 | -442.61 | -8813.45 | 51916.5 | 25596.5 | 2.22 | 2217.02 | -0.018133 | -442.61 | -8813.47 | 51916.5 | 25596.5 | 20 | 20 | 20
2.23 | 2231.15 | -0.018297 | -438.677 | -8906.35 | 52837.2 | 26167.7 | 2.23 | 2231.15 | -0.018297 | -438.677 | -8906.36 | 52837.2 | 26167.7 | 20 | 20 | 20
2.24 | 2244.76 | -0.018459 | -434.136 | -9002.4 | 53737.1 | 26732.4 | 2.24 | 2244.76 | -0.018459 | -434.136 | -9002.41 | 53737.1 | 26732.4 | 20 | 20 | 20
2.25 | 2258.29 | -0.018614 | -428.836 | -9093.55 | 54574.8 | 27258.9 | 2.25 | 2258.29 | -0.018614 | -428.836 | -9093.53 | 54574.8 | 27258.9 | 20 | 20 | 20
2.26 | 2271.86 | -0.018759 | -424.649 | -9173.75 | 55337.7 | 27755.8 | 2.26 | 2271.86 | -0.018759 | -424.649 | -9173.75 | 55337.7 | 27755.8 | 20 | 20 | 20
2.27 | 2283.38 | -0.018895 | -421.081 | -9250.15 | 56070.2 | 28215.9 | 2.27 | 2283.38 | -0.018895 | -421.081 | -9250.17 | 56070.2 | 28215.9 | 20 | 20 | 20
2.28 | 2293.67 | -0.019018 | -418.65 | -9317.35 | 56718.6 | 28630.2 | 2.28 | 2293.67 | -0.019018 | -418.65 | -9317.34 | 56718.6 | 28630.2 | 20 | 20 | 20
2.29 | 2303.74 | -0.019124 | -417.027 | -9372.7 | 57268.8 | 28992.2 | 2.29 | 2303.74 | -0.019124 | -417.027 | -9372.72 | 57268.8 | 28992.2 | 20 | 20 | 20
2.3 | 2312.71 | -0.019214 | -414.326 | -9421.2 | 57722.6 | 29295.3 | 2.3 | 2312.71 | -0.019214 | -414.326 | -9421.22 | 57722.6 | 29295.3 | 20 | 20 | 20
2.31 | 2320.76 | -0.019289 | -411.126 | -9465.8 | 58090 | 29537.5 | 2.31 | 2320.76 | -0.019289 | -411.126 | -9465.81 | 58090 | 29537.5 | 20 | 20 | 20
2.32 | 2328.75 | -0.01935 | -408.043 | -9500 | 58392.1 | 29751.2 | 2.32 | 2328.75 | -0.01935 | -408.043 | -9500.01 | 58392.1 | 29751.2 | 20 | 20 | 20
2.33 | 2336.01 | -0.019404 | -405.945 | -9527.65 | 58634.8 | 29919.6 | 2.33 | 2336.01 | -0.019404 | -405.945 | -9527.66 | 58634.8 | 29919.6 | 20 | 20 | 20
2.3401 | 2341.79 | -0.019453 | -404.989 | -9555.15 | 58875.8 | 30083.2 | 2.3401 | 2341.79 | -0.019453 | -404.989 | -9555.13 | 58875.8 | 30083.2 | 20 | 20 | 20
2.35 | 2347.56 | -0.019501 | -404.166 | -9579.25 | 59106.4 | 30237.7 | 2.35 | 2347.56 | -0.019501 | -404.166 | -9579.24 | 59106.4 | 30237.7 | 20 | 20 | 20
2.36 | 2354.25 | -0.019549 | -402.996 | -9601.9 | 59328 | 30383.7 | 2.36 | 2354.25 | -0.019549 | -402.996 | -9601.91 | 59328 | 30383.7 | 20 | 20 | 20
2.37 | 2361.1 | -0.019603 | -400.621 | -9632.7 | 59589.6 | 30564.7 | 2.37 | 2361.1 | -0.019603 | -400.621 | -9632.7 | 59589.6 | 30564.7 | 20 | 20 | 20
2.38 | 2368.53 | -0.019666 | -397.231 | -9669.45 | 59889 | 30772 | 2.38 | 2368.53 | -0.019666 | -397.231 | -9669.46 | 59889 | 30772 | 20 | 20 | 20
2.3901 | 2377.52 | -0.019741 | -394.385 | -9708.6 | 60251.5 | 31022.9 | 2.3901 | 2377.52 | -0.019741 | -394.385 | -9708.6 | 60251.5 | 31022.9 | 20 | 20 | 20
2.4 | 2386.25 | -0.019832 | -392.165 | -9755.8 | 60710.6 | 31340.1 | 2.4 | 2386.25 | -0.019832 | -392.165 | -9755.78 | 60710.6 | 31340.1 | 20 | 20 | 20
2.41 | 2395.27 | -0.019941 | -389.951 | -9813.3 | 61275.7 | 31705.3 | 2.41 | 2395.27 | -0.019941 | -389.951 | -9813.3 | 61275.7 | 31705.3 | 20 | 20 | 20
2.42 | 2405.92 | -0.020065 | -387.298 | -9875.95 | 61930.7 | 32139.8 | 2.42 | 2405.92 | -0.020065 | -387.298 | -9875.96 | 61930.7 | 32139.8 | 20 | 20 | 20
2.43 | 2418.1 | -0.020202 | -383.321 | -9946.25 | 62635.9 | 32610.8 | 2.43 | 2418.1 | -0.020202 | -383.321 | -9946.24 | 62635.9 | 32610.8 | 20 | 20 | 20
2.44 | 2430.38 | -0.020352 | -378.101 | -10027.9 | 63427.2 | 33140.7 | 2.44 | 2430.38 | -0.020352 | -378.101 | -10027.9 | 63427.2 | 33140.7 | 20 | 20 | 20
2.45 | 2443.7 | -0.020511 | -372.727 | -10112.1 | 64260.9 | 33709.3 | 2.45 | 2443.7 | -0.020511 | -372.727 | -10112.1 | 64260.9 | 33709.3 | 20 | 20 | 20
2.46 | 2457.54 | -0.020679 | -367.744 | -10196.2 | 65141.9 | 34307 | 2.46 | 2457.54 | -0.020679 | -367.744 | -10196.2 | 65141.9 | 34307 | 20 | 20 | 20
2.47 | 2470.45 | -0.020853 | -363.574 | -10284 | 66081.1 | 34926.3 | 2.47 | 2470.45 | -0.020853 | -363.574 | -10284 | 66081.1 | 34926.3 | 20 | 20 | 20
2.48 | 2483.16 | -0.021026 | -359.144 | -10372 | 67032.2 | 35535.2 | 2.48 | 2483.16 | -0.021026 | -359.144 | -10372 | 67032.2 | 35535.2 | 20 | 20 | 20
2.49 | 2496.57 | -0.021193 | -353.985 | -10454.8 | 67947.4 | 36132 | 2.49 | 2496.57 | -0.021193 | -353.985 | -10454.8 | 67947.4 | 36132 | 20 | 20 | 20
2.5 | 2509.94 | -0.021351 | -348.284 | -10534.65 | 68808.8 | 36712.7 | 2.5 | 2509.94 | -0.021351 | -348.284 | -10534.7 | 68808.8 | 36712.7 | 20 | 20 | 20
2.51 | 2521.74 | -0.021499 | -341.833 | -10612.45 | 69624.7 | 37255.7 | 2.51 | 2521.74 | -0.021499 | -341.833 | -10612.5 | 69624.7 | 37255.7 | 20 | 20 | 20
2.52 | 2533.48 | -0.021633 | -336.514 | -10679.45 | 70364 | 37758.1 | 2.52 | 2533.48 | -0.021633 | -336.514 | -10679.4 | 70364 | 37758.1 | 20 | 20 | 20
2.5301 | 2544.19 | -0.021754 | -332.531 | -10737.55 | 71024.6 | 38196.2 | 2.5301 | 2544.19 | -0.021754 | -332.531 | -10737.6 | 71024.6 | 38196.2 | 20 | 20 | 20
2.54 | 2552.81 | -0.021861 | -329.333 | -10791.25 | 71624.8 | 38585.9 | 2.54 | 2552.81 | -0.021861 | -329.333 | -10791.2 | 71624.8 | 38585.9 | 20 | 20 | 20
2.55 | 2561.25 | -0.021954 | -326.603 | -10836.7 | 72135.4 | 38919.9 | 2.55 | 2561.25 | -0.021954 | -326.603 | -10836.7 | 72135.4 | 38919.9 | 20 | 20 | 20
2.56 | 2569.72 | -0.022031 | -323.084 | -10872.95 | 72552.7 | 39205.6 | 2.56 | 2569.72 | -0.022031 | -323.084 | -10872.9 | 72552.7 | 39205.6 | 20 | 20 | 20
2.57 | 2577.25 | -0.022096 | -319.289 | -10907.5 | 72898.7 | 39448.5 | 2.57 | 2577.25 | -0.022096 | -319.289 | -10907.5 | 72898.7 | 39448.5 | 20 | 20 | 20
2.58 | 2584.17 | -0.022154 | -315.771 | -10939.45 | 73207.1 | 39666.6 | 2.58 | 2584.17 | -0.022154 | -315.771 | -10939.5 | 73207.1 | 39666.6 | 20 | 20 | 20
2.59 | 2591.19 | -0.022208 | -312.835 | -10964.7 | 73490.8 | 39863.4 | 2.59 | 2591.19 | -0.022208 | -312.835 | -10964.7 | 73490.8 | 39863.4 | 20 | 20 | 20
2.6 | 2597.84 | -0.022263 | -311.201 | -10989.75 | 73777.3 | 40050.6 | 2.6 | 2597.84 | -0.022263 | -311.201 | -10989.8 | 73777.3 | 40050.6 | 20 | 20 | 20
2.61 | 2603.56 | -0.022321 | -309.399 | -11019.2 | 74107.8 | 40267.8 | 2.61 | 2603.56 | -0.022321 | -309.399 | -11019.2 | 74107.8 | 40267.8 | 20 | 20 | 20
2.62 | 2610.59 | -0.022385 | -306.806 | -11048.55 | 74452.5 | 40500.7 | 2.62 | 2610.59 | -0.022385 | -306.806 | -11048.6 | 74452.5 | 40500.7 | 20 | 20 | 20
2.6301 | 2618.95 | -0.022456 | -303.188 | -11082.85 | 74838 | 40770.4 | 2.6301 | 2618.95 | -0.022456 | -303.188 | -11082.9 | 74838 | 40770.4 | 20 | 20 | 20
2.64 | 2627.28 | -0.022539 | -298.31 | -11127.7 | 75305 | 41086.1 | 2.64 | 2627.28 | -0.022539 | -298.31 | -11127.7 | 75305 | 41086.1 | 20 | 20 | 20
2.65 | 2636.67 | -0.022637 | -293.355 | -11177.65 | 75861.1 | 41457.5 | 2.65 | 2636.67 | -0.022637 | -293.355 | -11177.6 | 75861.1 | 41457.5 | 20 | 20 | 20
2.66 | 2646.95 | -0.022751 | -288.804 | -11231.2 | 76519.7 | 41889.4 | 2.66 | 2646.95 | -0.022751 | -288.804 | -11231.2 | 76519.7 | 41889.4 | 20 | 20 | 20
2.67 | 2657.2 | -0.022881 | -284.17 | -11293.8 | 77278.4 | 42376 | 2.67 | 2657.2 | -0.022881 | -284.17 | -11293.8 | 77278.4 | 42376 | 20 | 20 | 20
2.68 | 2667.96 | -0.023025 | -278.864 | -11364.75 | 78129.4 | 42922.4 | 2.68 | 2667.96 | -0.023025 | -278.864 | -11364.8 | 78129.4 | 42922.4 | 20 | 20 | 20
2.69 | 2680.65 | -0.023179 | -272.252 | -11439.35 | 79033 | 43501.3 | 2.69 | 2680.65 | -0.023179 | -272.252 | -11439.4 | 79033 | 43501.3 | 20 | 20 | 20
2.7 | 2694.15 | -0.023342 | -264.181 | -11520.5 | 79992.7 | 44120.1 | 2.7 | 2694.15 | -0.023342 | -264.181 | -11520.5 | 79992.7 | 44120.1 | 20 | 20 | 20
2.71 | 2707.19 | -0.023514 | -254.609 | -11597.9 | 80972.9 | 44749.7 | 2.71 | 2707.19 | -0.023514 | -254.609 | -11597.9 | 80972.9 | 44749.7 | 20 | 20 | 20
2.7201 | 2720.56 | -0.023693 | -246.154 | -11651.4 | 81878.9 | 45418.2 | 2.7201 | 2720.56 | -0.023693 | -246.154 | -11651.4 | 81878.9 | 45418.2 | 20 | 20 | 20
2.73 | 2733.07 | -0.023876 | -238.094 | -11693.35 | 82735.1 | 46083.2 | 2.73 | 2733.07 | -0.023876 | -238.094 | -11693.3 | 82735.1 | 46083.2 | 20 | 20 | 20
2.74 | 2744.59 | -0.02406 | -231.039 | -11723.75 | 83530.7 | 46743.3 | 2.74 | 2744.59 | -0.02406 | -231.039 | -11723.7 | 83530.7 | 46743.3 | 20 | 20 | 20
2.75 | 2756.07 | -0.024241 | -225.129 | -11746.6 | 84254 | 47382.2 | 2.75 | 2756.07 | -0.024241 | -225.129 | -11746.6 | 84254 | 47382.2 | 20 | 20 | 20
2.76 | 2767.19 | -0.024411 | -218.852 | -11765 | 84949 | 48018.9 | 2.76 | 2767.19 | -0.024411 | -218.852 | -11765 | 84949 | 48018.9 | 20 | 20 | 20
2.77 | 2778.63 | -0.024571 | -211.235 | -11780.8 | 85542 | 48604.8 | 2.77 | 2778.63 | -0.024571 | -211.235 | -11780.8 | 85542 | 48604.8 | 20 | 20 | 20
2.78 | 2789 | -0.02472 | -204.554 | -11793.75 | 86065.4 | 49160.2 | 2.78 | 2789 | -0.02472 | -204.554 | -11793.7 | 86065.4 | 49160.2 | 20 | 20 | 20
2.79 | 2798.36 | -0.024862 | -198.024 | -11804.85 | 86568.6 | 49697.3 | 2.79 | 2798.36 | -0.024862 | -198.024 | -11804.9 | 86568.6 | 49697.3 | 20 | 20 | 20
2.8 | 2807.84 | -0.024995 | -193.819 | -11806.5 | 86994 | 50163.9 | 2.8 | 2807.84 | -0.024995 | -193.819 | -11806.5 | 86994 | 50163.9 | 20 | 20 | 20
2.81 | 2815.67 | -0.025121 | -189.835 | -11805.45 | 87422.1 | 50650.3 | 2.81 | 2815.67 | -0.025121 | -189.835 | -11805.5 | 87422.1 | 50650.3 | 20 | 20 | 20
2.8201 | 2823.49 | -0.02524 | -185.45 | -11806.55 | 87812.2 | 51069 | 2.8201 | 2823.49 | -0.02524 | -185.45 | -11806.6 | 87812.2 | 51069 | 20 | 20 | 20
2.83 | 2831.53 | -0.025351 | -181.12 | -11810.3 | 88198.3 | 51462.6 | 2.83 | 2831.53 | -0.025351 | -181.12 | -11810.3 | 88198.3 | 51462.6 | 20 | 20 | 20
2.84 | 2840.51 | -0.025457 | -175.492 | -11813.05 | 88572.1 | 51862.4 | 2.84 | 2840.51 | -0.025457 | -175.492 | -11813 | 88572.1 | 51862.4 | 20 | 20 | 20
2.85 | 2848.61 | -0.025563 | -170.107 | -11815.75 | 88916.4 | 52258.5 | 2.85 | 2848.61 | -0.025563 | -170.107 | -11815.8 | 88916.4 | 52258.5 | 20 | 20 | 20
2.8601 | 2856.48 | -0.025673 | -165.428 | -11818.15 | 89284.9 | 52688.5 | 2.8601 | 2856.48 | -0.025673 | -165.428 | -11818.2 | 89284.9 | 52688.5 | 20 | 20 | 20
2.87 | 2864.88 | -0.025787 | -160.307 | -11813.85 | 89647.2 | 53091.3 | 2.87 | 2864.88 | -0.025787 | -160.307 | -11813.9 | 89647.2 | 53091.3 | 20 | 20 | 20
2.88 | 2873.22 | -0.02591 | -155.805 | -11808.8 | 90041.2 | 53519.2 | 2.88 | 2873.22 | -0.02591 | -155.805 | -11808.8 | 90041.2 | 53519.2 | 20 | 20 | 20
2.89 | 2880.47 | -0.026043 | -150.3 | -11806.75 | 90465 | 53991.5 | 2.89 | 2880.47 | -0.026043 | -150.3 | -11806.8 | 90465 | 53991.5 | 20 | 20 | 20
2.9 | 2889.36 | -0.026184 | -144.11 | -11800.35 | 90890.1 | 54490.3 | 2.9 | 2889.36 | -0.026184 | -144.11 | -11800.4 | 90890.1 | 54490.3 | 20 | 20 | 20
2.9101 | 2899.54 | -0.026333 | -137.245 | -11794.6 | 91352.8 | 55066.2 | 2.9101 | 2899.54 | -0.026333 | -137.245 | -11794.6 | 91352.8 | 55066.2 | 20 | 20 | 20
2.92 | 2909.48 | -0.026496 | -129.76 | -11789.1 | 91831.1 | 55676.8 | 2.92 | 2909.48 | -0.026496 | -129.76 | -11789.1 | 91831.1 | 55676.8 | 20 | 20 | 20
2.93 | 2919.23 | -0.026674 | -121.306 | -11782.35 | 92396.7 | 56333.6 | 2.93 | 2919.23 | -0.026674 | -121.306 | -11782.4 | 92396.7 | 56333.6 | 20 | 20 | 20
2.94 | 2929.72 | -0.026866 | -113.014 | -11770.95 | 93022.3 | 56998.6 | 2.94 | 2929.72 | -0.026866 | -113.014 | -11770.9 | 93022.3 | 56998.6 | 20 | 20 | 20
2.95 | 2940.64 | -0.027072 | -104.579 | -11752.15 | 93690.2 | 57705.9 | 2.95 | 2940.64 | -0.027072 | -104.579 | -11752.2 | 93690.2 | 57705.9 | 20 | 20 | 20
2.96 | 2950.51 | -0.027289 | -94.9808 | -11737 | 94410.3 | 58483.8 | 2.96 | 2950.51 | -0.027289 | -94.9808 | -11737 | 94410.3 | 58483.8 | 20 | 20 | 20
2.97 | 2961.75 | -0.027514 | -84.6302 | -11723.15 | 95126.5 | 59311.2 | 2.97 | 2961.75 | -0.027514 | -84.6302 | -11723.2 | 95126.5 | 59311.2 | 20 | 20 | 20
2.98 | 2974.74 | -0.027744 | -72.4327 | -11706.45 | 95837.2 | 60164.9 | 2.98 | 2974.74 | -0.027744 | -72.4327 | -11706.4 | 95837.2 | 60164.9 | 20 | 20 | 20
2.99 | 2987.26 | -0.027981 | -58.7265 | -11690.3 | 96621.3 | 61027.6 | 2.99 | 2987.26 | -0.027981 | -58.7265 | -11690.3 | 96621.3 | 61027.6 | 20 | 20 | 20
3 | 2998.55 | -0.028225 | -44.6679 | -11672.25 | 97441 | 61853.7 | 3 | 2998.55 | -0.028225 | -44.6679 | -11672.3 | 97441 | 61853.7 | 20 | 20 | 20
3.0101 | 3009.71 | -0.028472 | -30.7607 | -11650.4 | 98293.6 | 62712.3 | 3.0101 | 3009.71 | -0.028472 | -30.7607 | -11650.4 | 98293.6 | 62712.3 | 20 | 20 | 20
3.02 | 3021.43 | -0.028719 | -17.57 | -11623.1 | 99101.7 | 63569 | 3.02 | 3021.43 | -0.028719 | -17.57 | -11623.1 | 99101.7 | 63569 | 20 | 20 | 20
3.03 | 3032.8 | -0.028968 | -3.0889 | -11582.1 | 99849.2 | 64479.4 | 3.03 | 3032.8 | -0.028968 | -3.0889 | -11582.1 | 99849.2 | 64479.4 | 20 | 20 | 20
3.04 | 3043.27 | -0.029213 | 12.2091 | -11535.7 | 100587 | 65347.6 | 3.04 | 3043.27 | -0.029213 | 12.2091 | -11535.7 | 100587 | 65347.6 | 20 | 20 | 20
3.0501 | 3054.82 | -0.02945 | 29.2506 | -11482.45 | 101343 | 66206.8 | 3.0501 | 3054.82 | -0.02945 | 29.2506 | -11482.5 | 101343 | 66206.8 | 20 | 20 | 20
3.06 | 3066.39 | -0.02968 | 46.4913 | -11423.6 | 102086 | 66989.4 | 3.06 | 3066.39 | -0.02968 | 46.4913 | -11423.6 | 102086 | 66989.4 | 20 | 20 | 20
3.07 | 3076.41 | -0.029908 | 63.8175 | -11365.45 | 102819 | 67754.4 | 3.07 | 3076.41 | -0.029908 | 63.8175 | -11365.5 | 102819 | 67754.4 | 20 | 20 | 20
3.08 | 3085.65 | -0.03013 | 79.9416 | -11300.15 | 103525 | 68543.8 | 3.08 | 3085.65 | -0.03013 | 79.9416 | -11300.2 | 103525 | 68543.8 | 20 | 20 | 20
3.09 | 3095.52 | -0.030345 | 95.8286 | -11233.9 | 104131 | 69295.4 | 3.09 | 3095.52 | -0.030345 | 95.8286 | -11233.9 | 104131 | 69295.4 | 20 | 20 | 20
3.1 | 3105.32 | -0.030554 | 111.117 | -11166.75 | 104687 | 70003.5 | 3.1 | 3105.32 | -0.030554 | 111.117 | -11166.7 | 104687 | 70003.5 | 20 | 20 | 20
3.11 | 3113.08 | -0.030757 | 128.147 | -11102.25 | 105179 | 70789 | 3.11 | 3113.08 | -0.030757 | 128.147 | -11102.3 | 105179 | 70789 | 20 | 20 | 20
3.12 | 3121.55 | -0.030953 | 144.985 | -11039.6 | 105740 | 71414.8 | 3.12 | 3121.55 | -0.030953 | 144.985 | -11039.6 | 105740 | 71414.8 | 20 | 20 | 20
3.13 | 3131.32 | -0.031143 | 161.425 | -10975.35 | 106244 | 72143.8 | 3.13 | 3131.32 | -0.031143 | 161.425 | -10975.4 | 106244 | 72143.8 | 20 | 20 | 20
3.14 | 3140.39 | -0.031333 | 178.095 | -10911.9 | 106751 | 72602.1 | 3.14 | 3140.39 | -0.031333 | 178.095 | -10911.9 | 106751 | 72602.1 | 20 | 20 | 20
3.15 | 3148.24 | -0.031525 | 194.943 | -10846.25 | 107330 | 73432.5 | 3.15 | 3148.24 | -0.031525 | 194.943 | -10846.3 | 107330 | 73432.5 | 20 | 20 | 20
3.16 | 3156.53 | -0.031718 | 211.616 | -10779.75 | 107928 | 73961.7 | 3.16 | 3156.53 | -0.031718 | 211.616 | -10779.8 | 107928 | 73961.7 | 20 | 20 | 20
3.17 | 3165.7 | -0.031917 | 227.41 | -10708.85 | 108376 | 74779.7 | 3.17 | 3165.7 | -0.031917 | 227.41 | -10708.8 | 108376 | 74779.7 | 20 | 20 | 20
3.18 | 3173.85 | -0.032123 | 245.051 | -10636.5 | 108913 | 75242.5 | 3.18 | 3173.85 | -0.032123 | 245.051 | -10636.5 | 108913 | 75242.5 | 20 | 20 | 20
3.19 | 3181.54 | -0.032335 | 263.881 | -10555.35 | 109563 | 76255 | 3.19 | 3181.54 | -0.032335 | 263.881 | -10555.3 | 109563 | 76255 | 20 | 20 | 20
3.2001 | 3191.14 | -0.032553 | 283.386 | -10476.15 | 110293 | 76840.5 | 3.2001 | 3191.14 | -0.032553 | 283.386 | -10476.1 | 110293 | 76840.5 | 20 | 20 | 20
3.21 | 3201.66 | -0.032778 | 305.233 | -10393.55 | 110894 | 77613 | 3.21 | 3201.66 | -0.032778 | 305.233 | -10393.5 | 110894 | 77613 | 20 | 20 | 20
3.22 | 3210.86 | -0.033019 | 329.017 | -10307 | 111522 | 78235.2 | 3.22 | 3210.86 | -0.033019 | 329.017 | -10307 | 111522 | 78235.2 | 20 | 20 | 20
3.23 | 3218.61 | -0.033272 | 354.033 | -10207.8 | 112384 | 79464.2 | 3.23 | 3218.61 | -0.033272 | 354.033 | -10207.8 | 112384 | 79464.2 | 20 | 20 | 20
3.2401 | 3230.46 | -0.033538 | 379.094 | -10103.95 | 113326 | 80046.6 | 3.2401 | 3230.46 | -0.033538 | 379.094 | -10103.9 | 113326 | 80046.6 | 20 | 20 | 20
3.25 | 3239.46 | -0.033817 | 406.216 | -9999.45 | 114180 | 81063.3 | 3.25 | 3239.46 | -0.033817 | 406.216 | -9999.46 | 114180 | 81063.3 | 20 | 20 | 20
3.26 | 3247.15 | -0.034111 | 437.37 | -9891.25 | 115014 | 81889.2 | 3.26 | 3247.15 | -0.034111 | 437.37 | -9891.25 | 115014 | 81889.2 | 20 | 20 | 20
3.27 | 3258.84 | -0.034414 | 471.027 | -9775.25 | 116163 | 83250.8 | 3.27 | 3258.84 | -0.034414 | 471.027 | -9775.27 | 116163 | 83250.8 | 20 | 20 | 20
3.28 | 3270.04 | -0.034727 | 505.186 | -9652.9 | 117362 | 83828.8 | 3.28 | 3270.04 | -0.034727 | 505.186 | -9652.91 | 117362 | 83828.8 | 20 | 20 | 20
3.29 | 3278.69 | -0.035054 | 542.058 | -9526.1 | 118526 | 85120.1 | 3.29 | 3278.69 | -0.035054 | 542.058 | -9526.12 | 118526 | 85120.1 | 20 | 20 | 20
3.3 | 3290.14 | -0.03539 | 582.271 | -9394.85 | 119820 | 85754.9 | 3.3 | 3290.14 | -0.03539 | 582.271 | -9394.85 | 119820 | 85754.9 | 20 | 20 | 20
3.31 | 3302.2 | -0.035738 | 624.728 | -9261 | 121259 | 87094.5 | 3.31 | 3302.2 | -0.035738 | 624.728 | -9261 | 121259 | 87094.5 | 20 | 20 | 20
3.32 | 3310.46 | -0.0361 | 669.463 | -9123.4 | 122723 | 87525.7 | 3.32 | 3310.46 | -0.0361 | 669.463 | -9123.42 | 122723 | 87525.7 | 20 | 20 | 20
3.33 | 3322.45 | -0.036472 | 715.243 | -8979.95 | 124328 | 89159.9 | 3.33 | 3322.45 | -0.036472 | 715.243 | -8979.95 | 124328 | 89159.9 | 20 | 20 | 20
3.3401 | 3331.82 | -0.036852 | 764.895 | -8831.95 | 125907 | 89618.7 | 3.3401 | 3331.82 | -0.036852 | 764.895 | -8831.93 | 125907 | 89618.7 | 20 | 20 | 20
3.35 | 3343.52 | -0.037237 | 814.674 | -8684.8 | 127685 | 90988.4 | 3.35 | 3343.52 | -0.037237 | 814.674 | -8684.82 | 127685 | 90988.4 | 20 | 20 | 20
3.36 | 3353.1 | -0.037634 | 874.053 | -8474.85 | 129321 | 92137.3 | 3.36 | 3353.1 | -0.037634 | 874.053 | -8474.85 | 129321 | 92137.3 | 20 | 20 | 20
3.37 | 3364.62 | -0.038042 | 939.761 | -8194.25 | 131346 | 93236.9 | 3.37 | 3364.62 | -0.038042 | 939.761 | -8194.25 | 131346 | 93236.9 | 20 | 20 | 20
3.38 | 3374.01 | -0.038462 | 1012.54 | -7857.8 | 133184 | 95001.1 | 3.38 | 3374.01 | -0.038462 | 1012.54 | -7857.82 | 133184 | 95001.1 | 20 | 20 | 20
3.39 | 3383.91 | -0.03889 | 1087 | -7495.95 | 134939 | 95946.4 | 3.39 | 3383.91 | -0.03889 | 1087 | -7495.97 | 134939 | 95946.4 | 20 | 20 | 20
3.4 | 3394.81 | -0.03933 | 1162.37 | -7114.25 | 136647 | 98436.9 | 3.4 | 3394.81 | -0.03933 | 1162.37 | -7114.24 | 136647 | 98436.9 | 20 | 20 | 20
3.41 | 3401.31 | -0.039781 | 1243.84 | -6724.8 | 138305 | 98860.7 | 3.41 | 3401.31 | -0.039781 | 1243.84 | -6724.82 | 138305 | 98860.7 | 20 | 20 | 20
3.42 | 3412.31 | -0.040241 | 1319.9 | -6317.25 | 139667 | 100143 | 3.42 | 3412.31 | -0.040241 | 1319.9 | -6317.23 | 139667 | 100143 | 20 | 20 | 20
3.4301 | 3422.92 | -0.040705 | 1390.57 | -5915.35 | 140372 | 99588.8 | 3.4301 | 3422.92 | -0.040705 | 1390.57 | -5915.35 | 140372 | 99588.8 | 20 | 20 | 20
3.44 | 3430.78 | -0.041174 | 1466.98 | -5483.65 | 141372 | 101350 | 3.44 | 3430.78 | -0.041174 | 1466.98 | -5483.66 | 141372 | 101350 | 20 | 20 | 20
3.45 | 3440.38 | -0.041655 | 1537.3 | -5038.15 | 142125 | 100641 | 3.45 | 3440.38 | -0.041655 | 1537.3 | -5038.17 | 142125 | 100641 | 20 | 20 | 20
3.46 | 3452.99 | -0.042148 | 1626 | -4569.505 | 143545 | 101498 | 3.46 | 3452.99 | -0.042148 | 1626 | -4569.5 | 143545 | 101498 | 20 | 20 | 20
3.47 | 3457 | -0.042653 | 1729.15 | -4076.84 | 145642 | 102102 | 3.47 | 3457 | -0.042653 | 1729.15 | -4076.84 | 145642 | 102102 | 20 | 20 | 20
3.48 | 3472.03 | -0.043176 | 1855.58 | -3520.92 | 148774 | 106786 | 3.48 | 3472.03 | -0.043176 | 1855.58 | -3520.92 | 148774 | 106786 | 20 | 20 | 20
3.49 | 3480.39 | -0.043714 | 1979.01 | -2965.91 | 152103 | 108684 | 3.49 | 3480.39 | -0.043714 | 1979.01 | -2965.91 | 152103 | 108684 | 20 | 20 | 20
3.5 | 3482.56 | -0.044267 | 2128.14 | -2375.81 | 155679 | 112432 | 3.5 | 3482.56 | -0.044267 | 2128.14 | -2375.81 | 155679 | 112432 | 20 | 20 | 20
3.51 | 3494.65 | -0.044836 | 2271.23 | -1790.035 | 158909 | 114480 | 3.51 | 3494.65 | -0.044836 | 2271.23 | -1790.03 | 158909 | 114480 | 20 | 20 | 20
3.52 | 3504.61 | -0.045417 | 2407.33 | -1194.2 | 161446 | 116406 | 3.52 | 3504.61 | -0.045417 | 2407.33 | -1194.2 | 161446 | 116406 | 20 | 20 | 20
3.5301 | 3511.96 | -0.046014 | 2522.91 | -629.285 | 162726 | 116155 | 3.5301 | 3511.96 | -0.046014 | 2522.91 | -629.285 | 162726 | 116155 | 20 | 20 | 20
3.54 | 3520.08 | -0.046626 | 2635.21 | -55.7495 | 164080 | 115122 | 3.54 | 3520.08 | -0.046626 | 2635.21 | -55.7495 | 164080 | 115122 | 20 | 20 | 20
3.55 | 3531.54 | -0.047262 | 2718.17 | 496.528 | 163651 | 114800 | 3.55 | 3531.54 | -0.047262 | 2718.17 | 496.528 | 163651 | 114800 | 20 | 20 | 20
3.56 | 3543.15 | -0.047922 | 2836.67 | 1100.745 | 163557 | 113626 | 3.56 | 3543.15 | -0.047922 | 2836.67 | 1100.75 | 163557 | 113626 | 20 | 20 | 20
3.57 | 3548.28 | -0.048609 | 3010.96 | 1739.96 | 165715 | 113971 | 3.57 | 3548.28 | -0.048609 | 3010.96 | 1739.96 | 165715 | 113971 | 20 | 20 | 20
3.58 | 3558.74 | -0.04932 | 3207.63 | 2491.165 | 169475 | 113963 | 3.58 | 3558.74 | -0.04932 | 3207.63 | 2491.16 | 169475 | 113963 | 20 | 20 | 20
3.59 | 3568.39 | -0.050064 | 3438.78 | 3368.075 | 176246 | 118398 | 3.59 | 3568.39 | -0.050064 | 3438.78 | 3368.07 | 176246 | 118398 | 20 | 20 | 20
3.6 | 3579.5 | -0.050832 | 3707.92 | 4339.68 | 183401 | 123308 | 3.6 | 3579.5 | -0.050832 | 3707.92 | 4339.68 | 183401 | 123308 | 20 | 20 | 20
3.61 | 3583.55 | -0.051626 | 3991.01 | 5414.4 | 190608 | 130975 | 3.61 | 3583.55 | -0.051626 | 3991.01 | 5414.38 | 190608 | 130975 | 20 | 20 | 20
3.62 | 3593.12 | -0.052451 | 4273.26 | 6552.45 | 196972 | 136696 | 3.62 | 3593.12 | -0.052451 | 4273.26 | 6552.45 | 196972 | 136696 | 20 | 20 | 20
3.63 | 3603.69 | -0.053302 | 4499.61 | 7779.25 | 202353 | 139585 | 3.63 | 3603.69 | -0.053302 | 4499.61 | 7779.26 | 202353 | 139585 | 20 | 20 | 20
3.64 | 3614.64 | -0.05419 | 4718.81 | 9086.95 | 207790 | 141290 | 3.64 | 3614.64 | -0.05419 | 4718.81 | 9086.97 | 207790 | 141290 | 20 | 20 | 20
3.65 | 3625.63 | -0.05511 | 4934.22 | 10364.25 | 212170 | 141365 | 3.65 | 3625.63 | -0.05511 | 4934.22 | 10364.2 | 212170 | 141365 | 20 | 20 | 20
3.66 | 3628.55 | -0.056067 | 5116.81 | 11566.4 | 214246 | 142841 | 3.66 | 3628.55 | -0.056067 | 5116.81 | 11566.4 | 214246 | 142841 | 20 | 20 | 20
3.67 | 3637.68 | -0.057053 | 5306.31 | 12765.35 | 215886 | 139382 | 3.67 | 3637.68 | -0.057053 | 5306.31 | 12765.4 | 215886 | 139382 | 20 | 20 | 20
3.68 | 3652.32 | -0.058074 | 5452.32 | 13914.55 | 215258 | 139457 | 3.68 | 3652.32 | -0.058074 | 5452.32 | 13914.6 | 215258 | 139457 | 20 | 20 | 20
3.69 | 3665.9 | -0.05912 | 5670.74 | 15123.3 | 218428 | 136289 | 3.69 | 3665.9 | -0.05912 | 5670.74 | 15123.3 | 218428 | 136289 | 20 | 20 | 20
3.7 | 3674.57 | -0.060198 | 5936.3 | 16357 | 224634 | 135735 | 3.7 | 3674.57 | -0.060198 | 5936.3 | 16357 | 224634 | 135735 | 20 | 20 | 20
3.71 | 3690.36 | -0.061304 | 6292.59 | 17667.7 | 234627 | 137322 | 3.71 | 3690.36 | -0.061304 | 6292.59 | 17667.7 | 234627 | 137322 | 20 | 20 | 20
3.72 | 3703.47 | -0.062427 | 6669.3 | 19030.8 | 246169 | 142702 | 3.72 | 3703.47 | -0.062427 | 6669.3 | 19030.8 | 246169 | 142702 | 20 | 20 | 20
3.73 | 3710.29 | -0.063578 | 7106.95 | 20478.65 | 261093 | 153687 | 3.73 | 3710.29 | -0.063578 | 7106.95 | 20478.7 | 261093 | 153687 | 20 | 20 | 20
3.74 | 3718.55 | -0.064747 | 7486.87 | 21900.55 | 273000 | 160267 | 3.74 | 3718.55 | -0.064747 | 7486.87 | 21900.6 | 273000 | 160267 | 20 | 20 | 20
3.75 | 3723.62 | -0.065942 | 7885.97 | 23378.95 | 285133 | 169595 | 3.75 | 3723.62 | -0.065942 | 7885.97 | 23378.9 | 285133 | 169595 | 20 | 20 | 20
3.76 | 3735.81 | -0.067148 | 8261.42 | 24988 | 294667 | 173013 | 3.76 | 3735.81 | -0.067148 | 8261.42 | 24988 | 294667 | 173013 | 20 | 20 | 20
3.77 | 3755.76 | -0.068377 | 8581.33 | 26850.3 | 300964 | 173116 | 3.77 | 3755.76 | -0.068377 | 8581.33 | 26850.3 | 300964 | 173116 | 20 | 20 | 20
3.7801 | 3767.22 | -0.069623 | 8835.24 | 28830.05 | 304360 | 177187 | 3.7801 | 3767.22 | -0.069623 | 8835.24 | 28830.1 | 304360 | 177187 | 20 | 20 | 20
3.79 | 3784.29 | -0.070869 | 9139.69 | 31053.1 | 309562 | 173673 | 3.79 | 3784.29 | -0.070869 | 9139.69 | 31053.1 | 309562 | 173673 | 20 | 20 | 20
3.8 | 3799.72 | -0.072122 | 9418.35 | 33426.5 | 313447 | 173688 | 3.8 | 3799.72 | -0.072122 | 9418.35 | 33426.5 | 313447 | 173688 | 20 | 20 | 20
3.81 | 3811.11 | -0.073375 | 9768.95 | 35921.7 | 321708 | 173495 | 3.81 | 3811.11 | -0.073375 | 9768.95 | 35921.7 | 321708 | 173495 | 20 | 20 | 20
3.82 | 3822.55 | -0.074639 | 10173.9 | 38481.15 | 331764 | 172127 | 3.82 | 3822.55 | -0.074639 | 10173.9 | 38481.1 | 331764 | 172127 | 20 | 20 | 20
3.83 | 3836.2 | -0.075892 | 10621.2 | 41070.35 | 344608 | 173374 | 3.83 | 3836.2 | -0.075892 | 10621.2 | 41070.3 | 344608 | 173374 | 20 | 20 | 20
3.84 | 3851.8 | -0.077145 | 11139 | 43721.25 | 358773 | 181407 | 3.84 | 3851.8 | -0.077145 | 11139 | 43721.2 | 358773 | 181407 | 20 | 20 | 20
3.85 | 3867.32 | -0.078383 | 11666.8 | 46467.4 | 374819 | 191234 | 3.85 | 3867.32 | -0.078383 | 11666.8 | 46467.4 | 374819 | 191234 | 20 | 20 | 20
3.86 | 3880.61 | -0.079596 | 12124.8 | 49182.5 | 386381 | 197712 | 3.86 | 3880.61 | -0.079596 | 12124.8 | 49182.5 | 386381 | 197712 | 20 | 20 | 20
3.87 | 3891.08 | -0.080789 | 12569.9 | 51904 | 398523 | 203813 | 3.87 | 3891.08 | -0.080789 | 12569.9 | 51904.2 | 398523 | 203813 | 20 | 20 | 20
3.88 | 3903.29 | -0.081942 | 12967 | 54505.5 | 407945 | 209731 | 3.88 | 3903.29 | -0.081942 | 12967 | 54505.4 | 407945 | 209731 | 20 | 20 | 20
3.89 | 3920.63 | -0.083067 | 13355 | 57086 | 417124 | 212615 | 3.89 | 3920.63 | -0.083067 | 13355 | 57086 | 417124 | 212615 | 20 | 20 | 20
3.9 | 3936.67 | -0.084152 | 13717.2 | 59472.5 | 425036 | 218429 | 3.9 | 3936.67 | -0.084152 | 13717.2 | 59472.3 | 425036 | 218429 | 20 | 20 | 20
3.91 | 3944.14 | -0.085209 | 14017.7 | 61779.5 | 429082 | 217246 | 3.91 | 3944.14 | -0.085209 | 14017.7 | 61779.7 | 429082 | 217246 | 20 | 20 | 20
3.92 | 3953.28 | -0.086222 | 14313.5 | 63982.5 | 433599 | 220162 | 3.92 | 3953.28 | -0.086222 | 14313.5 | 63982.4 | 433599 | 220162 | 20 | 20 | 20
3.9301 | 3969.6 | -0.087202 | 14579 | 66060.5 | 437714 | 219235 | 3.9301 | 3969.6 | -0.087202 | 14579 | 66060.5 | 437714 | 219235 | 20 | 20 | 20
3.94 | 3970.88 | -0.088133 | 14895.8 | 68056.5 | 444650 | 218605 | 3.94 | 3970.88 | -0.088133 | 14895.8 | 68056.6 | 444650 | 218605 | 20 | 20 | 20
3.95 | 3990.28 | -0.089011 | 15221.5 | 69942.5 | 452895 | 219029 | 3.95 | 3990.28 | -0.089011 | 15221.5 | 69942.7 | 452895 | 219029 | 20 | 20 | 20
3.96 | 3997.94 | -0.089838 | 15561.4 | 71740.5 | 462813 | 220257 | 3.96 | 3997.94 | -0.089838 | 15561.4 | 71740.4 | 462813 | 220257 | 20 | 20 | 20
3.97 | 4015.99 | -0.090603 | 15873.5 | 73479.5 | 471699 | 224312 | 3.97 | 4015.99 | -0.090603 | 15873.5 | 73479.6 | 471699 | 224312 | 20 | 20 | 20
3.98 | 4025.16 | -0.091311 | 16180.7 | 75124 | 481089 | 229156 | 3.98 | 4025.16 | -0.091311 | 16180.7 | 75123.8 | 481089 | 229156 | 20 | 20 | 20
3.99 | 4038.5 | -0.091967 | 16474.1 | 76680 | 490226 | 234145 | 3.99 | 4038.5 | -0.091967 | 16474.1 | 76680 | 490226 | 234145 | 20 | 20 | 20
4 | 4051.58 | -0.092569 | 16717.9 | 78062.5 | 496953 | 237292 | 4 | 4051.58 | -0.092569 | 16717.9 | 78062.5 | 496953 | 237292 | 20 | 20 | 20
4.01 | 4056.83 | -0.093122 | 16941.5 | 79354.5 | 502977 | 240063 | 4.01 | 4056.83 | -0.093122 | 16941.5 | 79354.7 | 502977 | 240063 | 20 | 20 | 20
4.02 | 4062.59 | -0.093634 | 17142.8 | 80591 | 508200 | 245333 | 4.02 | 4062.59 | -0.093634 | 17142.8 | 80590.9 | 508200 | 245333 | 20 | 20 | 20
4.03 | 4068.97 | -0.094093 | 17302 | 81644.5 | 511867 | 246810 | 4.03 | 4068.97 | -0.094093 | 17302 | 81644.4 | 511867 | 246810 | 20 | 20 | 20
4.04 | 4078.8 | -0.094504 | 17443.5 | 82582 | 514774 | 247652 | 4.04 | 4078.8 | -0.094504 | 17443.5 | 82582 | 514774 | 247652 | 20 | 20 | 20
4.05 | 4083.74 | -0.094866 | 17564.5 | 83400.5 | 517176 | 247911 | 4.05 | 4083.74 | -0.094866 | 17564.5 | 83400.3 | 517176 | 247911 | 20 | 20 | 20
4.06 | 4093.42 | -0.095182 | 17666.1 | 84107 | 518805 | 247166 | 4.06 | 4093.42 | -0.095182 | 17666.1 | 84107 | 518805 | 247166 | 20 | 20 | 20
4.0701 | 4100 | -0.095459 | 17734.2 | 84756 | 518998 | 246738 | 4.0701 | 4100 | -0.095459 | 17734.2 | 84756.1 | 518998 | 246738 | 20 | 20 | 20
4.08 | 4104.18 | -0.0957 | 17811.8 | 85323 | 520376 | 247198 | 4.08 | 4104.18 | -0.0957 | 17811.8 | 85323 | 520376 | 247198 | 20 | 20 | 20
4.09 | 4110.74 | -0.095915 | 17883.2 | 85819.5 | 521911 | 246952 | 4.09 | 4110.74 | -0.095915 | 17883.2 | 85819.5 | 521911 | 246952 | 20 | 20 | 20
4.1001 | 4118.92 | -0.096109 | 17943.4 | 86251.5 | 523302 | 245844 | 4.1001 | 4118.92 | -0.096109 | 17943.4 | 86251.6 | 523302 | 245844 | 20 | 20 | 20
4.11 | 4121.28 | -0.096284 | 18014.6 | 86625.5 | 525214 | 244945 | 4.11 | 4121.28 | -0.096284 | 18014.6 | 86625.4 | 525214 | 244945 | 20 | 20 | 20
4.12 | 4129.29 | -0.096444 | 18075.4 | 86992 | 526628 | 245020 | 4.12 | 4129.29 | -0.096444 | 18075.4 | 86992.1 | 526628 | 245020 | 20 | 20 | 20
4.13 | 4132.06 | -0.096594 | 18159.2 | 87362 | 530017 | 246416 | 4.13 | 4132.06 | -0.096594 | 18159.2 | 87361.8 | 530017 | 246416 | 20 | 20 | 20
4.14 | 4139.8 | -0.096736 | 18224.6 | 87715 | 531811 | 248134 | 4.14 | 4139.8 | -0.096736 | 18224.6 | 87715 | 531811 | 248134 | 20 | 20 | 20
4.15 | 4143.83 | -0.096878 | 18298.4 | 88069.5 | 534378 | 249754 | 4.15 | 4143.83 | -0.096878 | 18298.4 | 88069.3 | 534378 | 249754 | 20 | 20 | 20
4.16 | 4150.53 | -0.097028 | 18397.1 | 88461 | 538039 | 252250 | 4.16 | 4150.53 | -0.097028 | 18397.1 | 88460.8 | 538039 | 252250 | 20 | 20 | 20
4.17 | 4155.95 | -0.09719 | 18470.3 | 88847 | 540073 | 252967 | 4.17 | 4155.95 | -0.09719 | 18470.3 | 88847 | 540073 | 252967 | 20 | 20 | 20
4.18 | 4161.65 | -0.097372 | 18568.2 | 89289 | 543338 | 254183 | 4.18 | 4161.65 | -0.097372 | 18568.2 | 89289.1 | 543338 | 254183 | 20 | 20 | 20
4.19 | 4167.2 | -0.097574 | 18654.8 | 89785.5 | 545701 | 255663 | 4.19 | 4167.2 | -0.097574 | 18654.8 | 89785.4 | 545701 | 255663 | 20 | 20 | 20
4.2 | 4172.69 | -0.097803 | 18743.3 | 90315 | 547846 | 256548 | 4.2 | 4172.69 | -0.097803 | 18743.3 | 90315 | 547846 | 256548 | 20 | 20 | 20
4.21 | 4179.02 | -0.098062 | 18850.2 | 90955 | 550235 | 258364 | 4.21 | 4179.02 | -0.098062 | 18850.2 | 90955.1 | 550235 | 258364 | 20 | 20 | 20
4.22 | 4185.06 | -0.09835 | 18962.9 | 91624 | 552542 | 259952 | 4.22 | 4185.06 | -0.09835 | 18962.9 | 91624.1 | 552542 | 259952 | 20 | 20 | 20
4.23 | 4192.94 | -0.098673 | 19091.4 | 92369 | 554969 | 260348 | 4.23 | 4192.94 | -0.098673 | 19091.4 | 92368.9 | 554969 | 260348 | 20 | 20 | 20
4.24 | 4198.03 | -0.09904 | 19224.2 | 93209 | 557664 | 259879 | 4.24 | 4198.03 | -0.09904 | 19224.2 | 93209.1 | 557664 | 259879 | 20 | 20 | 20
4.25 | 4206.33 | -0.099447 | 19378.5 | 94131.5 | 560867 | 260626 | 4.25 | 4206.33 | -0.099447 | 19378.5 | 94131.7 | 560867 | 260626 | 20 | 20 | 20
4.26 | 4220.46 | -0.099898 | 19555.5 | 95163 | 564250 | 261997 | 4.26 | 4220.46 | -0.099898 | 19555.5 | 95163.2 | 564250 | 261997 | 20 | 20 | 20
4.27 | 4222.28 | -0.1004 | 19760.3 | 96296.5 | 568553 | 263702 | 4.27 | 4222.28 | -0.1004 | 19760.3 | 96296.3 | 568553 | 263702 | 20 | 20 | 20
4.28 | 4232.76 | -0.10094 | 19986.2 | 97498.5 | 573613 | 265275 | 4.28 | 4232.76 | -0.10094 | 19986.2 | 97498.5 | 573613 | 265275 | 20 | 20 | 20
4.29 | 4242.93 | -0.10154 | 20244.9 | 98802.5 | 579847 | 266340 | 4.29 | 4242.93 | -0.10154 | 20244.9 | 98802.3 | 579847 | 266340 | 20 | 20 | 20
4.3 | 4255.69 | -0.10218 | 20528.8 | 100210 | 586608 | 268515 | 4.3 | 4255.69 | -0.10218 | 20528.8 | 100210 | 586608 | 268515 | 20 | 20 | 20
4.31 | 4267.47 | -0.10286 | 20812.8 | 101694 | 592929 | 269202 | 4.31 | 4267.47 | -0.10286 | 20812.8 | 101694 | 592929 | 269202 | 20 | 20 | 20
4.3201 | 4277.29 | -0.10358 | 21143.1 | 103307 | 601583 | 273148 | 4.3201 | 4277.29 | -0.10358 | 21143.1 | 103307 | 601583 | 273148 | 20 | 20 | 20
4.33 | 4291.93 | -0.10434 | 21479.4 | 104979.5 | 610063 | 276693 | 4.33 | 4291.93 | -0.10434 | 21479.4 | 104980 | 610063 | 276693 | 20 | 20 | 20
4.34 | 4301.96 | -0.10514 | 21819.5 | 106733 | 618086 | 279562 | 4.34 | 4301.96 | -0.10514 | 21819.5 | 106733 | 618086 | 279562 | 20 | 20 | 20
4.35 | 4318.47 | -0.10596 | 22198 | 108555.5 | 628253 | 284273 | 4.35 | 4318.47 | -0.10596 | 22198 | 108556 | 628253 | 284273 | 20 | 20 | 20
4.36 | 4339.01 | -0.10681 | 22554.9 | 110372 | 636649 | 285948 | 4.36 | 4339.01 | -0.10681 | 22554.9 | 110372 | 636649 | 285948 | 20 | 20 | 20
4.37 | 4355.29 | -0.10769 | 22923.3 | 112264.5 | 646190 | 289434 | 4.37 | 4355.29 | -0.10769 | 22923.3 | 112265 | 646190 | 289434 | 20 | 20 | 20
4.38 | 4365.95 | -0.10858 | 23313.3 | 114183 | 655476 | 294796 | 4.38 | 4365.95 | -0.10858 | 23313.3 | 114183 | 655476 | 294796 | 20 | 20 | 20
4.39 | 4386.32 | -0.10948 | 23688.2 | 116058 | 664124 | 296379 | 4.39 | 4386.32 | -0.10948 | 23688.2 | 116058 | 664124 | 296379 | 20 | 20 | 20
4.4 | 4399.98 | -0.11039 | 24098.5 | 117985 | 674529 | 301694 | 4.4 | 4399.98 | -0.11039 | 24098.5 | 117985 | 674529 | 301694 | 20 | 20 | 20
4.41 | 4421.48 | -0.11129 | 24487.2 | 119857.5 | 683663 | 303949 | 4.41 | 4421.48 | -0.11129 | 24487.2 | 119858 | 683663 | 303949 | 20 | 20 | 20
4.42 | 4435.95 | -0.11218 | 24859.9 | 121697 | 692960 | 306317 | 4.42 | 4435.95 | -0.11218 | 24859.9 | 121697 | 692960 | 306317 | 20 | 20 | 20
4.43 | 4448.9 | -0.11305 | 25235.7 | 123454 | 701621 | 309380 | 4.43 | 4448.9 | -0.11305 | 25235.7 | 123454 | 701621 | 309380 | 20 | 20 | 20
4.44 | 4465.57 | -0.11389 | 25621.4 | 125118 | 711309 | 311417 | 4.44 | 4465.57 | -0.11389 | 25621.4 | 125118 | 711309 | 311417 | 20 | 20 | 20
4.45 | 4482.62 | -0.1147 | 25999.6 | 126708.5 | 720411 | 315485 | 4.45 | 4482.62 | -0.1147 | 25999.6 | 126709 | 720411 | 315485 | 20 | 20 | 20
4.46 | 4497.8 | -0.11548 | 26374.3 | 128186 | 730040 | 319101 | 4.46 | 4497.8 | -0.11548 | 26374.3 | 128186 | 730040 | 319101 | 20 | 20 | 20
4.47 | 4515.31 | -0.11621 | 26725.9 | 129553.5 | 738071 | 321559 | 4.47 | 4515.31 | -0.11621 | 26725.9 | 129554 | 738071 | 321559 | 20 | 20 | 20
4.4801 | 4528.99 | -0.11689 | 27073 | 130796.5 | 746577 | 324712 | 4.4801 | 4528.99 | -0.11689 | 27073 | 130797 | 746577 | 324712 | 20 | 20 | 20
4.4901 | 4544.86 | -0.11752 | 27397 | 131952.5 | 753849 | 328339 | 4.4901 | 4544.86 | -0.11752 | 27397 | 131952 | 753849 | 328339 | 20 | 20 | 20
4.5 | 4554.87 | -0.1181 | 27686.2 | 132963.5 | 759711 | 330826 | 4.5 | 4554.87 | -0.1181 | 27686.2 | 132963 | 759711 | 330826 | 20 | 20 | 20
4.51 | 4560.71 | -0.11862 | 27967.4 | 133846 | 766159 | 331869 | 4.51 | 4560.71 | -0.11862 | 27967.4 | 133846 | 766159 | 331869 | 20 | 20 | 20
4.52 | 4574.32 | -0.11908 | 28226.7 | 134637.5 | 771648 | 332648 | 4.52 | 4574.32 | -0.11908 | 28226.7 | 134638 | 771648 | 332648 | 20 | 20 | 20
4.53 | 4585.45 | -0.11948 | 28437.7 | 135333 | 775920 | 335044 | 4.53 | 4585.45 | -0.11948 | 28437.7 | 135333 | 775920 | 335044 | 20 | 20 | 20
4.54 | 4595.69 | -0.11982 | 28622.4 | 135905.5 | 779314 | 336355 | 4.54 | 4595.69 | -0.11982 | 28622.4 | 135905 | 779314 | 336355 | 20 | 20 | 20
4.55 | 4601.98 | -0.1201 | 28797.9 | 136387.5 | 783299 | 336541 | 4.55 | 4601.98 | -0.1201 | 28797.9 | 136387 | 783299 | 336541 | 20 | 20 | 20
4.56 | 4609.5 | -0.12033 | 28932.4 | 136776 | 786275 | 337302 | 4.56 | 4609.5 | -0.12033 | 28932.4 | 136776 | 786275 | 337302 | 20 | 20 | 20
4.57 | 4612.94 | -0.12051 | 29034.8 | 137100.5 | 788175 | 338241 | 4.57 | 4612.94 | -0.12051 | 29034.8 | 137100 | 788175 | 338241 | 20 | 20 | 20
4.58 | 4620.43 | -0.12065 | 29115.6 | 137343.5 | 789875 | 339544 | 4.58 | 4620.43 | -0.12065 | 29115.6 | 137343 | 789875 | 339544 | 20 | 20 | 20
4.59 | 4624.22 | -0.12074 | 29183.3 | 137504 | 791640 | 339362 | 4.59 | 4624.22 | -0.12074 | 29183.3 | 137504 | 791640 | 339362 | 20 | 20 | 20
4.6 | 4627.87 | -0.12079 | 29219 | 137599 | 792348 | 339269 | 4.6 | 4627.87 | -0.12079 | 29219 | 137599 | 792348 | 339269 | 20 | 20 | 20
4.61 | 4629.82 | -0.12082 | 29233.5 | 137670.5 | 792353 | 340052 | 4.61 | 4629.82 | -0.12082 | 29233.5 | 137670 | 792353 | 340052 | 20 | 20 | 20
4.62 | 4632.03 | -0.12082 | 29240.7 | 137707 | 792241 | 340379 | 4.62 | 4632.03 | -0.12082 | 29240.7 | 137707 | 792241 | 340379 | 20 | 20 | 20
4.63 | 4634.27 | -0.12081 | 29238.5 | 137704.5 | 791739 | 339124 | 4.63 | 4634.27 | -0.12081 | 29238.5 | 137704 | 791739 | 339124 | 20 | 20 | 20
4.64 | 4634.48 | -0.1208 | 29229.1 | 137699 | 790966 | 338336 | 4.64 | 4634.48 | -0.1208 | 29229.1 | 137699 | 790966 | 338336 | 20 | 20 | 20
4.65 | 4634.81 | -0.1208 | 29223.7 | 137713.5 | 790522 | 338828 | 4.65 | 4634.81 | -0.1208 | 29223.7 | 137713 | 790522 | 338828 | 20 | 20 | 20
4.66 | 4639.6 | -0.1208 | 29224.7 | 137726 | 790523 | 339243 | 4.66 | 4639.6 | -0.1208 | 29224.7 | 137726 | 790523 | 339243 | 20 | 20 | 20
4.67 | 4646.98 | -0.12083 | 29239.6 | 137716 | 791367 | 338796 | 4.67 | 4646.98 | -0.12083 | 29239.6 | 137716 | 791367 | 338796 | 20 | 20 | 20
4.68 | 4655.25 | -0.12087 | 29272 | 137748.5 | 792948 | 339374 | 4.68 | 4655.25 | -0.12087 | 29272 | 137749 | 792948 | 339374 | 20 | 20 | 20
4.69 | 4660.72 | -0.12093 | 29319.9 | 137860.5 | 794469 | 340461 | 4.69 | 4660.72 | -0.12093 | 29319.9 | 137861 | 794469 | 340461 | 20 | 20 | 20
4.7 | 4665.54 | -0.12103 | 29383.3 | 138044.5 | 795989 | 342037 | 4.7 | 4665.54 | -0.12103 | 29383.3 | 138044 | 795989 | 342037 | 20 | 20 | 20
4.71 | 4672.6 | -0.12116 | 29471.3 | 138254 | 798174 | 341414 | 4.71 | 4672.6 | -0.12116 | 29471.3 | 138254 | 798174 | 341414 | 20 | 20 | 20
4.72 | 4680.26 | -0.12132 | 29576.5 | 138519.5 | 800800 | 342114 | 4.72 | 4680.26 | -0.12132 | 29576.5 | 138519 | 800800 | 342114 | 20 | 20 | 20
4.7301 | 4686.79 | -0.12152 | 29698.6 | 138870 | 803299 | 344495 | 4.7301 | 4686.79 | -0.12152 | 29698.6 | 138870 | 803299 | 344495 | 20 | 20 | 20
4.7401 | 4695.59 | -0.12176 | 29844.8 | 139268 | 806767 | 345275 | 4.7401 | 4695.59 | -0.12176 | 29844.8 | 139268 | 806767 | 345275 | 20 | 20 | 20
4.75 | 4703.58 | -0.12204 | 30019.8 | 139714.5 | 810348 | 345147 | 4.75 | 4703.58 | -0.12204 | 30019.8 | 139715 | 810348 | 345147 | 20 | 20 | 20
4.76 | 4711.1 | -0.12237 | 30220.3 | 140235 | 814615 | 346316 | 4.76 | 4711.1 | -0.12237 | 30220.3 | 140235 | 814615 | 346316 | 20 | 20 | 20
4.77 | 4721.71 | -0.12273 | 30444.1 | 140815 | 819139 | 348178 | 4.77 | 4721.71 | -0.12273 | 30444.1 | 140815 | 819139 | 348178 | 20 | 20 | 20
4.78 | 4729.49 | -0.12315 | 30693.1 | 141471.5 | 823751 | 350172 | 4.78 | 4729.49 | -0.12315 | 30693.1 | 141471 | 823751 | 350172 | 20 | 20 | 20
4.79 | 4742.6 | -0.12361 | 30983.3 | 142170.5 | 829878 | 352175 | 4.79 | 4742.6 | -0.12361 | 30983.3 | 142170 | 829878 | 352175 | 20 | 20 | 20
4.8 | 4754.94 | -0.12411 | 31297.1 | 142893.5 | 835815 | 352459 | 4.8 | 4754.94 | -0.12411 | 31297.1 | 142894 | 835815 | 352459 | 20 | 20 | 20
4.81 | 4768.73 | -0.12465 | 31630.9 | 143708.5 | 842228 | 355508 | 4.81 | 4768.73 | -0.12465 | 31630.9 | 143708 | 842228 | 355508 | 20 | 20 | 20
4.82 | 4779.13 | -0.12524 | 32003.2 | 144577.5 | 849597 | 358284 | 4.82 | 4779.13 | -0.12524 | 32003.2 | 144577 | 849597 | 358284 | 20 | 20 | 20
4.83 | 4796.92 | -0.12585 | 32402 | 145459 | 856938 | 361815 | 4.83 | 4796.92 | -0.12585 | 32402 | 145459 | 856938 | 361815 | 20 | 20 | 20
4.84 | 4811.23 | -0.1265 | 32818.1 | 146326.5 | 865230 | 361861 | 4.84 | 4811.23 | -0.1265 | 32818.1 | 146327 | 865230 | 361861 | 20 | 20 | 20
4.85 | 4827.27 | -0.12718 | 33262.2 | 147264.5 | 873299 | 365730 | 4.85 | 4827.27 | -0.12718 | 33262.2 | 147265 | 873299 | 365730 | 20 | 20 | 20
4.86 | 4841.54 | -0.12787 | 33722.7 | 148230.5 | 881930 | 369403 | 4.86 | 4841.54 | -0.12787 | 33722.7 | 148231 | 881930 | 369403 | 20 | 20 | 20
4.87 | 4854.98 | -0.12858 | 34191.7 | 149153.5 | 890863 | 371861 | 4.87 | 4854.98 | -0.12858 | 34191.7 | 149153 | 890863 | 371861 | 20 | 20 | 20
4.88 | 4871.91 | -0.1293 | 34674.7 | 150070.5 | 899309 | 372267 | 4.88 | 4871.91 | -0.1293 | 34674.7 | 150071 | 899309 | 372267 | 20 | 20 | 20
4.89 | 4888.6 | -0.13002 | 35191.8 | 151026 | 908515 | 377213 | 4.89 | 4888.6 | -0.13002 | 35191.8 | 151026 | 908515 | 377213 | 20 | 20 | 20
4.9 | 4905.54 | -0.13073 | 35713.9 | 151954 | 916306 | 380296 | 4.9 | 4905.54 | -0.13073 | 35713.9 | 151954 | 916306 | 380296 | 20 | 20 | 20
4.91 | 4922.93 | -0.13144 | 36245.8 | 152822 | 925048 | 382528 | 4.91 | 4922.93 | -0.13144 | 36245.8 | 152822 | 925048 | 382528 | 20 | 20 | 20
4.92 | 4935.24 | -0.13213 | 36792.1 | 153654 | 933143 | 383438 | 4.92 | 4935.24 | -0.13213 | 36792.1 | 153654 | 933143 | 383438 | 20 | 20 | 20
4.93 | 4953.02 | -0.13281 | 37328.1 | 154495 | 941527 | 387411 | 4.93 | 4953.02 | -0.13281 | 37328.1 | 154495 | 941527 | 387411 | 20 | 20 | 20
4.94 | 4967.54 | -0.13346 | 37849.2 | 155283 | 948976 | 390597 | 4.94 | 4967.54 | -0.13346 | 37849.2 | 155283 | 948976 | 390597 | 20 | 20 | 20
4.95 | 4985.59 | -0.13409 | 38371.9 | 156005.5 | 956823 | 393205 | 4.95 | 4985.59 | -0.13409 | 38371.9 | 156005 | 956823 | 393205 | 20 | 20 | 20
4.96 | 4996.83 | -0.13468 | 38874.6 | 156664 | 964583 | 393859 | 4.96 | 4996.83 | -0.13468 | 38874.6 | 156664 | 964583 | 393859 | 20 | 20 | 20
4.97 | 5011.65 | -0.13523 | 39344.3 | 157318 | 971036 | 397469 | 4.97 | 5011.65 | -0.13523 | 39344.3 | 157318 | 971036 | 397469 | 20 | 20 | 20
4.9801 | 5020.61 | -0.13574 | 39776.4 | 157914.5 | 977225 | 400139 | 4.9801 | 5020.61 | -0.13574 | 39776.4 | 157915 | 977225 | 400139 | 20 | 20 | 20
4.9901 | 5034.59 | -0.13621 | 40201.5 | 158420.5 | 983444 | 401592 | 4.9901 | 5034.59 | -0.13621 | 40201.5 | 158421 | 983444 | 401592 | 20 | 20 | 20
5 | 5045.75 | -0.13664 | 40581.2 | 158865.5 | 988336 | 401718 | 5 | 5045.75 | -0.13664 | 40581.2 | 158865 | 988336 | 401718 | 20 | 20 | 20
5.01 | 5055.14 | -0.13701 | 40914.2 | 159304.5 | 992109 | 404714 | 5.01 | 5055.14 | -0.13701 | 40914.2 | 159305 | 992109 | 404714 | 20 | 20 | 20
5.02 | 5062.21 | -0.13735 | 41223.2 | 159681.5 | 996241 | 407195 | 5.02 | 5062.21 | -0.13735 | 41223.2 | 159682 | 996241 | 407195 | 20 | 20 | 20
5.03 | 5071.19 | -0.13764 | 41503 | 159993 | 1000280 | 407924 | 5.03 | 5071.19 | -0.13764 | 41503 | 159993 | 1000280 | 407924 | 20 | 20 | 20
5.04 | 5080.64 | -0.1379 | 41745.3 | 160246 | 1003170 | 407481 | 5.04 | 5080.64 | -0.1379 | 41745.3 | 160246 | 1003170 | 407481 | 20 | 20 | 20
5.05 | 5087.83 | -0.13811 | 41954.2 | 160479 | 1005790 | 407931 | 5.05 | 5087.83 | -0.13811 | 41954.2 | 160479 | 1005790 | 407931 | 20 | 20 | 20
5.06 | 5092.87 | -0.1383 | 42124.7 | 160702 | 1007840 | 410909 | 5.06 | 5092.87 | -0.1383 | 42124.7 | 160702 | 1007840 | 410909 | 20 | 20 | 20
5.07 | 5098.48 | -0.13845 | 42274.4 | 160859.5 | 1010050 | 411211 | 5.07 | 5098.48 | -0.13845 | 42274.4 | 160860 | 1010050 | 411211 | 20 | 20 | 20
5.08 | 5104.43 | -0.13856 | 42394.6 | 160967.5 | 1011730 | 410083 | 5.08 | 5104.43 | -0.13856 | 42394.6 | 160968 | 1011730 | 410083 | 20 | 20 | 20
5.09 | 5107.09 | -0.13866 | 42488.9 | 161071 | 1012890 | 410293 | 5.09 | 5107.09 | -0.13866 | 42488.9 | 161071 | 1012890 | 410293 | 20 | 20 | 20
5.1 | 5111.92 | -0.13874 | 42563.6 | 161184.5 | 1013620 | 412679 | 5.1 | 5111.92 | -0.13874 | 42563.6 | 161185 | 1013620 | 412679 | 20 | 20 | 20
5.11 | 5117.16 | -0.1388 | 42631.9 | 161250.5 | 1014600 | 412458 | 5.11 | 5117.16 | -0.1388 | 42631.9 | 161250 | 1014600 | 412458 | 20 | 20 | 20
5.12 | 5120.38 | -0.13885 | 42692.5 | 161286.5 | 1015560 | 411246 | 5.12 | 5120.38 | -0.13885 | 42692.5 | 161287 | 1015560 | 411246 | 20 | 20 | 20
5.13 | 5124.72 | -0.1389 | 42747.5 | 161342 | 1016360 | 411426 | 5.13 | 5124.72 | -0.1389 | 42747.5 | 161342 | 1016360 | 411426 | 20 | 20 | 20
5.14 | 5129.08 | -0.13896 | 42797.1 | 161422.5 | 1016700 | 413339 | 5.14 | 5129.08 | -0.13896 | 42797.1 | 161423 | 1016700 | 413339 | 20 | 20 | 20
5.15 | 5133.37 | -0.13903 | 42868 | 161491.5 | 1017630 | 413446 | 5.15 | 5133.37 | -0.13903 | 42868 | 161492 | 1017630 | 413446 | 20 | 20 | 20
5.16 | 5139.28 | -0.13911 | 42956.3 | 161555.5 | 1019270 | 412660 | 5.16 | 5139.28 | -0.13911 | 42956.3 | 161556 | 1019270 | 412660 | 20 | 20 | 20
5.17 | 5144.02 | -0.1392 | 43054.3 | 161655 | 1020590 | 412889 | 5.17 | 5144.02 | -0.1392 | 43054.3 | 161655 | 1020590 | 412889 | 20 | 20 | 20
5.18 | 5150.93 | -0.13932 | 43165.8 | 161791 | 1021660 | 414842 | 5.18 | 5150.93 | -0.13932 | 43165.8 | 161791 | 1021660 | 414842 | 20 | 20 | 20
5.19 | 5155.12 | -0.13946 | 43312.1 | 161940 | 1024050 | 415324 | 5.19 | 5155.12 | -0.13946 | 43312.1 | 161940 | 1024050 | 415324 | 20 | 20 | 20
5.2 | 5164.42 | -0.13963 | 43492 | 162098.5 | 1026930 | 414995 | 5.2 | 5164.42 | -0.13963 | 43492 | 162098 | 1026930 | 414995 | 20 | 20 | 20
5.21 | 5169.33 | -0.13983 | 43683.4 | 162292 | 1029360 | 415336 | 5.21 | 5169.33 | -0.13983 | 43683.4 | 162292 | 1029360 | 415336 | 20 | 20 | 20
5.22 | 5179.45 | -0.14006 | 43907.5 | 162542 | 1032290 | 417800 | 5.22 | 5179.45 | -0.14006 | 43907.5 | 162542 | 1032290 | 417800 | 20 | 20 | 20
5.2301 | 5184.68 | -0.14033 | 44178.4 | 162813.5 | 1035890 | 418985 | 5.2301 | 5184.68 | -0.14033 | 44178.4 | 162813 | 1035890 | 418985 | 20 | 20 | 20
5.2401 | 5195.16 | -0.14063 | 44485.9 | 163096.5 | 1039970 | 418901 | 5.2401 | 5195.16 | -0.14063 | 44485.9 | 163096 | 1039970 | 418901 | 20 | 20 | 20
5.25 | 5205.53 | -0.14097 | 44820 | 163419.5 | 1043530 | 419487 | 5.25 | 5205.53 | -0.14097 | 44820 | 163419 | 1043530 | 419487 | 20 | 20 | 20
5.26 | 5216.72 | -0.14135 | 45215.6 | 163801.5 | 1048130 | 422415 | 5.26 | 5216.72 | -0.14135 | 45215.6 | 163801 | 1048130 | 422415 | 20 | 20 | 20
5.27 | 5223.62 | -0.14177 | 45649.9 | 164200.5 | 1053360 | 424347 | 5.27 | 5223.62 | -0.14177 | 45649.9 | 164200 | 1053360 | 424347 | 20 | 20 | 20
5.28 | 5236.94 | -0.14223 | 46132.3 | 164617.5 | 1058880 | 425232 | 5.28 | 5236.94 | -0.14223 | 46132.3 | 164617 | 1058880 | 425232 | 20 | 20 | 20
5.29 | 5245.61 | -0.14272 | 46660.5 | 165049 | 1064900 | 425810 | 5.29 | 5245.61 | -0.14272 | 46660.5 | 165049 | 1064900 | 425810 | 20 | 20 | 20
5.3 | 5263.11 | -0.14325 | 47231.4 | 165549 | 1071050 | 428485 | 5.3 | 5263.11 | -0.14325 | 47231.4 | 165549 | 1071050 | 428485 | 20 | 20 | 20
5.31 | 5271.79 | -0.14382 | 47843.1 | 166061.5 | 1077330 | 432093 | 5.31 | 5271.79 | -0.14382 | 47843.1 | 166062 | 1077330 | 432093 | 20 | 20 | 20
5.32 | 5291.47 | -0.14441 | 48497.6 | 166568 | 1084460 | 433247 | 5.32 | 5291.47 | -0.14441 | 48497.6 | 166568 | 1084460 | 433247 | 20 | 20 | 20
5.33 | 5299.88 | -0.14502 | 49198.8 | 167072 | 1092140 | 434641 | 5.33 | 5299.88 | -0.14502 | 49198.8 | 167072 | 1092140 | 434641 | 20 | 20 | 20
5.34 | 5318.49 | -0.14566 | 49924 | 167622.5 | 1099030 | 437673 | 5.34 | 5318.49 | -0.14566 | 49924 | 167622 | 1099030 | 437673 | 20 | 20 | 20
5.35 | 5329.31 | -0.14632 | 50688.8 | 168174.5 | 1106640 | 442149 | 5.35 | 5329.31 | -0.14632 | 50688.8 | 168174 | 1106640 | 442149 | 20 | 20 | 20
5.36 | 5352.39 | -0.14698 | 51485 | 168705 | 1114690 | 443554 | 5.36 | 5352.39 | -0.14698 | 51485 | 168705 | 1114690 | 443554 | 20 | 20 | 20
5.37 | 5362.97 | -0.14766 | 52298.4 | 169219.5 | 1122890 | 445645 | 5.37 | 5362.97 | -0.14766 | 52298.4 | 169219 | 1122890 | 445645 | 20 | 20 | 20
5.38 | 5383.14 | -0.14833 | 53114.9 | 169765.5 | 1130430 | 448276 | 5.38 | 5383.14 | -0.14833 | 53114.9 | 169765 | 1130430 | 448276 | 20 | 20 | 20
5.39 | 5395.1 | -0.149 | 53941.6 | 170292.5 | 1138270 | 452349 | 5.39 | 5395.1 | -0.149 | 53941.6 | 170292 | 1138270 | 452349 | 20 | 20 | 20
5.4 | 5412.12 | -0.14966 | 54766.2 | 170794.5 | 1146270 | 454048 | 5.4 | 5412.12 | -0.14966 | 54766.2 | 170795 | 1146270 | 454048 | 20 | 20 | 20
5.41 | 5423.77 | -0.15031 | 55573.8 | 171261 | 1153910 | 455863 | 5.41 | 5423.77 | -0.15031 | 55573.8 | 171261 | 1153910 | 455863 | 20 | 20 | 20
5.42 | 5441.67 | -0.15093 | 56388.2 | 171736.5 | 1160620 | 458703 | 5.42 | 5441.67 | -0.15093 | 56388.2 | 171736 | 1160620 | 458703 | 20 | 20 | 20
5.43 | 5455.45 | -0.15153 | 57188.3 | 172179.5 | 1167420 | 461402 | 5.43 | 5455.45 | -0.15153 | 57188.3 | 172180 | 1167420 | 461402 | 20 | 20 | 20
5.44 | 5469.98 | -0.1521 | 57959.8 | 172595 | 1173600 | 463497 | 5.44 | 5469.98 | -0.1521 | 57959.8 | 172595 | 1173600 | 463497 | 20 | 20 | 20
5.45 | 5484.23 | -0.15265 | 58714.2 | 172966 | 1179590 | 464650 | 5.45 | 5484.23 | -0.15265 | 58714.2 | 172966 | 1179590 | 464650 | 20 | 20 | 20
5.46 | 5494.54 | -0.15317 | 59426.5 | 173337.5 | 1184510 | 467495 | 5.46 | 5494.54 | -0.15317 | 59426.5 | 173337 | 1184510 | 467495 | 20 | 20 | 20
5.47 | 5507.96 | -0.15365 | 60098.3 | 173667 | 1189750 | 469083 | 5.47 | 5507.96 | -0.15365 | 60098.3 | 173667 | 1189750 | 469083 | 20 | 20 | 20
5.4801 | 5515.66 | -0.1541 | 60724.9 | 173971 | 1194640 | 471331 | 5.4801 | 5515.66 | -0.1541 | 60724.9 | 173971 | 1194640 | 471331 | 20 | 20 | 20
5.4901 | 5530.43 | -0.15452 | 61303.6 | 174233.5 | 1199180 | 471721 | 5.4901 | 5530.43 | -0.15452 | 61303.6 | 174233 | 1199180 | 471721 | 20 | 20 | 20
5.5 | 5535.45 | -0.1549 | 61822.4 | 174487.5 | 1203130 | 474510 | 5.5 | 5535.45 | -0.1549 | 61822.4 | 174488 | 1203130 | 474510 | 20 | 20 | 20
5.51 | 5548.37 | -0.15524 | 62290 | 174711 | 1206750 | 475093 | 5.51 | 5548.37 | -0.15524 | 62290 | 174711 | 1206750 | 475093 | 20 | 20 | 20
5.5201 | 5555.71 | -0.15554 | 62708.4 | 174903.5 | 1210300 | 477130 | 5.5201 | 5555.71 | -0.15554 | 62708.4 | 174904 | 1210300 | 477130 | 20 | 20 | 20
5.53 | 5565.64 | -0.1558 | 63075.1 | 175073.5 | 1213340 | 477388 | 5.53 | 5565.64 | -0.1558 | 63075.1 | 175074 | 1213340 | 477388 | 20 | 20 | 20
5.54 | 5570.84 | -0.15604 | 63394.5 | 175224.5 | 1216000 | 478807 | 5.54 | 5570.84 | -0.15604 | 63394.5 | 175225 | 1216000 | 478807 | 20 | 20 | 20
5.55 | 5578.87 | -0.15624 | 63668.2 | 175361.5 | 1218100 | 479613 | 5.55 | 5578.87 | -0.15624 | 63668.2 | 175361 | 1218100 | 479613 | 20 | 20 | 20
5.56 | 5585.79 | -0.15642 | 63910.2 | 175474 | 1219860 | 480463 | 5.56 | 5585.79 | -0.15642 | 63910.2 | 175474 | 1219860 | 480463 | 20 | 20 | 20
5.57 | 5591.36 | -0.15658 | 64128.2 | 175569.5 | 1221750 | 480907 | 5.57 | 5591.36 | -0.15658 | 64128.2 | 175570 | 1221750 | 480907 | 20 | 20 | 20
5.58 | 5596.5 | -0.15671 | 64319.8 | 175653 | 1223310 | 481496 | 5.58 | 5596.5 | -0.15671 | 64319.8 | 175653 | 1223310 | 481496 | 20 | 20 | 20
5.59 | 5600.75 | -0.15684 | 64484.3 | 175731.5 | 1224440 | 482227 | 5.59 | 5600.75 | -0.15684 | 64484.3 | 175732 | 1224440 | 482227 | 20 | 20 | 20
5.6 | 5606.24 | -0.15694 | 64634.3 | 175797.5 | 1225380 | 482695 | 5.6 | 5606.24 | -0.15694 | 64634.3 | 175798 | 1225380 | 482695 | 20 | 20 | 20
5.61 | 5611 | -0.15704 | 64773.8 | 175857.5 | 1226630 | 483094 | 5.61 | 5611 | -0.15704 | 64773.8 | 175858 | 1226630 | 483094 | 20 | 20 | 20
5.62 | 5616.25 | -0.15714 | 64904.4 | 175915 | 1227860 | 483333 | 5.62 | 5616.25 | -0.15714 | 64904.4 | 175915 | 1227860 | 483333 | 20 | 20 | 20
5.63 | 5620.02 | -0.15723 | 65029.5 | 175978 | 1228850 | 484041 | 5.63 | 5620.02 | -0.15723 | 65029.5 | 175978 | 1228850 | 484041 | 20 | 20 | 20
5.64 | 5625.74 | -0.15733 | 65159.3 | 176041 | 1229870 | 484476 | 5.64 | 5625.74 | -0.15733 | 65159.3 | 176041 | 1229870 | 484476 | 20 | 20 | 20
5.65 | 5630.89 | -0.15744 | 65306.4 | 176108.5 | 1231180 | 485017 | 5.65 | 5630.89 | -0.15744 | 65306.4 | 176108 | 1231180 | 485017 | 20 | 20 | 20
5.66 | 5637.12 | -0.15756 | 65478.8 | 176181.5 | 1232780 | 485321 | 5.66 | 5637.12 | -0.15756 | 65478.8 | 176181 | 1232780 | 485321 | 20 | 20 | 20
5.67 | 5641.72 | -0.1577 | 65674.8 | 176269.5 | 1234340 | 486357 | 5.67 | 5641.72 | -0.1577 | 65674.8 | 176269 | 1234340 | 486357 | 20 | 20 | 20
5.68 | 5649.3 | -0.15786 | 65901.8 | 176364.5 | 1236090 | 486769 | 5.68 | 5649.3 | -0.15786 | 65901.8 | 176365 | 1236090 | 486769 | 20 | 20 | 20
5.69 | 5654.96 | -0.15805 | 66166.8 | 176472.5 | 1238140 | 487844 | 5.69 | 5654.96 | -0.15805 | 66166.8 | 176472 | 1238140 | 487844 | 20 | 20 | 20
5.7 | 5663.1 | -0.15826 | 66471.9 | 176594.5 | 1240570 | 488310 | 5.7 | 5663.1 | -0.15826 | 66471.9 | 176595 | 1240570 | 488310 | 20 | 20 | 20
5.71 | 5668.7 | -0.15851 | 66818.4 | 176734.5 | 1243120 | 489895 | 5.71 | 5668.7 | -0.15851 | 66818.4 | 176735 | 1243120 | 489895 | 20 | 20 | 20
5.72 | 5677.9 | -0.15878 | 67212.2 | 176890 | 1245980 | 490427 | 5.72 | 5677.9 | -0.15878 | 67212.2 | 176890 | 1245980 | 490427 | 20 | 20 | 20
5.73 | 5686.07 | -0.15908 | 67653.2 | 177058.5 | 1249110 | 492116 | 5.73 | 5686.07 | -0.15908 | 67653.2 | 177058 | 1249110 | 492116 | 20 | 20 | 20
5.7401 | 5696.55 | -0.15942 | 68139.3 | 177248.5 | 1252560 | 492995 | 5.7401 | 5696.55 | -0.15942 | 68139.3 | 177249 | 1252560 | 492995 | 20 | 20 | 20
5.75 | 5705.3 | -0.15979 | 68674.8 | 177454 | 1256320 | 495075 | 5.75 | 5705.3 | -0.15979 | 68674.8 | 177454 | 1256320 | 495075 | 20 | 20 | 20
5.76 | 5716.25 | -0.1602 | 69266.1 | 177677.5 | 1260330 | 495997 | 5.76 | 5716.25 | -0.1602 | 69266.1 | 177678 | 1260330 | 495997 | 20 | 20 | 20
5.7701 | 5727.24 | -0.16064 | 69898.8 | 177908.5 | 1264650 | 497942 | 5.7701 | 5727.24 | -0.16064 | 69898.8 | 177909 | 1264650 | 497942 | 20 | 20 | 20
5.78 | 5738.18 | -0.16111 | 70578.5 | 178158.5 | 1269200 | 499560 | 5.78 | 5738.18 | -0.16111 | 70578.5 | 178158 | 1269200 | 499560 | 20 | 20 | 20
5.79 | 5750.59 | -0.16162 | 71313.6 | 178423.5 | 1274100 | 501083 | 5.79 | 5750.59 | -0.16162 | 71313.6 | 178423 | 1274100 | 501083 | 20 | 20 | 20
5.8 | 5761.82 | -0.16216 | 72098.4 | 178703.5 | 1279210 | 503554 | 5.8 | 5761.82 | -0.16216 | 72098.4 | 178704 | 1279210 | 503554 | 20 | 20 | 20
5.81 | 5775.05 | -0.16273 | 72933.8 | 178984.5 | 1284550 | 505349 | 5.81 | 5775.05 | -0.16273 | 72933.8 | 178984 | 1284550 | 505349 | 20 | 20 | 20
5.82 | 5788.88 | -0.16333 | 73822.4 | 179268 | 1289830 | 507577 | 5.82 | 5788.88 | -0.16333 | 73822.4 | 179268 | 1289830 | 507577 | 20 | 20 | 20
5.83 | 5801.5 | -0.16394 | 74764.1 | 179563.5 | 1295570 | 509336 | 5.83 | 5801.5 | -0.16394 | 74764.1 | 179563 | 1295570 | 509336 | 20 | 20 | 20
5.84 | 5816.19 | -0.16458 | 75745.6 | 179864 | 1301160 | 511889 | 5.84 | 5816.19 | -0.16458 | 75745.6 | 179864 | 1301160 | 511889 | 20 | 20 | 20
5.85 | 5830.11 | -0.16524 | 76743.2 | 180161.5 | 1307040 | 514516 | 5.85 | 5830.11 | -0.16524 | 76743.2 | 180161 | 1307040 | 514516 | 20 | 20 | 20
5.86 | 5845.22 | -0.1659 | 77766.4 | 180451 | 1312750 | 516775 | 5.86 | 5845.22 | -0.1659 | 77766.4 | 180451 | 1312750 | 516775 | 20 | 20 | 20
5.87 | 5860.89 | -0.16658 | 78817.6 | 180743.5 | 1318410 | 519188 | 5.87 | 5860.89 | -0.16658 | 78817.6 | 180743 | 1318410 | 519188 | 20 | 20 | 20
5.88 | 5875.05 | -0.16726 | 79892.4 | 181026 | 1324150 | 521514 | 5.88 | 5875.05 | -0.16726 | 79892.4 | 181026 | 1324150 | 521514 | 20 | 20 | 20
5.89 | 5889.22 | -0.16795 | 80985.5 | 181300 | 1329910 | 524304 | 5.89 | 5889.22 | -0.16795 | 80985.5 | 181300 | 1329910 | 524304 | 20 | 20 | 20
5.9 | 5904.79 | -0.16864 | 82088.9 | 181558.5 | 1335360 | 526606 | 5.9 | 5904.79 | -0.16864 | 82088.9 | 181559 | 1335360 | 526606 | 20 | 20 | 20
5.91 | 5918.77 | -0.16931 | 83200.1 | 181815.5 | 1340740 | 529285 | 5.91 | 5918.77 | -0.16931 | 83200.1 | 181815 | 1340740 | 529285 | 20 | 20 | 20
5.92 | 5933.01 | -0.16998 | 84321.3 | 182054.5 | 1345940 | 531493 | 5.92 | 5933.01 | -0.16998 | 84321.3 | 182055 | 1345940 | 531493 | 20 | 20 | 20
5.93 | 5946.58 | -0.17063 | 85416 | 182280 | 1350950 | 533892 | 5.93 | 5946.58 | -0.17063 | 85416 | 182280 | 1350950 | 533892 | 20 | 20 | 20
5.94 | 5960.77 | -0.17127 | 86484.3 | 182490.5 | 1355640 | 536060 | 5.94 | 5960.77 | -0.17127 | 86484.3 | 182491 | 1355640 | 536060 | 20 | 20 | 20
5.95 | 5973.43 | -0.17188 | 87538.4 | 182689 | 1359990 | 538293 | 5.95 | 5973.43 | -0.17188 | 87538.4 | 182689 | 1359990 | 538293 | 20 | 20 | 20
5.96 | 5986.87 | -0.17247 | 88563.9 | 182872 | 1364030 | 540222 | 5.96 | 5986.87 | -0.17247 | 88563.9 | 182872 | 1364030 | 540222 | 20 | 20 | 20
5.97 | 5998.94 | -0.17303 | 89553.3 | 183043 | 1367990 | 542182 | 5.97 | 5998.94 | -0.17303 | 89553.3 | 183043 | 1367990 | 542182 | 20 | 20 | 20
5.98 | 6011.21 | -0.17357 | 90505.1 | 183203.5 | 1371560 | 544067 | 5.98 | 6011.21 | -0.17357 | 90505.1 | 183204 | 1371560 | 544067 | 20 | 20 | 20
5.9901 | 6022.54 | -0.17408 | 91420.4 | 183356 | 1374980 | 545858 | 5.9901 | 6022.54 | -0.17408 | 91420.4 | 183356 | 1374980 | 545858 | 20 | 20 | 20
6 | 6032.6 | -0.17456 | 92304.2 | 183500.5 | 1378150 | 547441 | 6 | 6032.6 | -0.17456 | 92304.2 | 183500 | 1378150 | 547441 | 20 | 20 | 20
6.01 | 6042.73 | -0.175 | 93138.8 | 183635 | 1381030 | 549044 | 6.01 | 6042.73 | -0.175 | 93138.8 | 183635 | 1381030 | 549044 | 20 | 20 | 20
6.0201 | 6053.53 | -0.17542 | 93922.2 | 183760 | 1383670 | 550587 | 6.0201 | 6053.53 | -0.17542 | 93922.2 | 183760 | 1383670 | 550587 | 20 | 20 | 20
6.03 | 6061.6 | -0.1758 | 94651.4 | 183873 | 1386200 | 551933 | 6.03 | 6061.6 | -0.1758 | 94651.4 | 183873 | 1386200 | 551933 | 20 | 20 | 20
6.04 | 6070.17 | -0.17615 | 95318.5 | 183976 | 1388400 | 553180 | 6.04 | 6070.17 | -0.17615 | 95318.5 | 183976 | 1388400 | 553180 | 20 | 20 | 20
6.05 | 6077.79 | -0.17647 | 95924.8 | 184071.5 | 1390380 | 554360 | 6.05 | 6077.79 | -0.17647 | 95924.8 | 184071 | 1390380 | 554360 | 20 | 20 | 20
6.06 | 6086.31 | -0.17676 | 96480.3 | 184158 | 1392230 | 555464 | 6.06 | 6086.31 | -0.17676 | 96480.3 | 184158 | 1392230 | 555464 | 20 | 20 | 20
6.07 | 6093.43 | -0.17702 | 96982.2 | 184235 | 1393880 | 556444 | 6.07 | 6093.43 | -0.17702 | 96982.2 | 184235 | 1393880 | 556444 | 20 | 20 | 20
6.08 | 6100.26 | -0.17726 | 97436.9 | 184305 | 1395380 | 557287 | 6.08 | 6100.26 | -0.17726 | 97436.9 | 184305 | 1395380 | 557287 | 20 | 20 | 20
6.09 | 6106.82 | -0.17747 | 97856.8 | 184369.5 | 1396720 | 558159 | 6.09 | 6106.82 | -0.17747 | 97856.8 | 184369 | 1396720 | 558159 | 20 | 20 | 20
6.1 | 6112.93 | -0.17767 | 98246 | 184428 | 1397930 | 558927 | 6.1 | 6112.93 | -0.17767 | 98246 | 184428 | 1397930 | 558927 | 20 | 20 | 20
6.11 | 6118.94 | -0.17786 | 98623.8 | 184479.5 | 1399060 | 559579 | 6.11 | 6118.94 | -0.17786 | 98623.8 | 184479 | 1399060 | 559579 | 20 | 20 | 20
6.12 | 6124.18 | -0.17803 | 98980.2 | 184528 | 1400100 | 560229 | 6.12 | 6124.18 | -0.17803 | 98980.2 | 184528 | 1400100 | 560229 | 20 | 20 | 20
6.13 | 6129.53 | -0.17819 | 99326.5 | 184574.5 | 1401090 | 560823 | 6.13 | 6129.53 | -0.17819 | 99326.5 | 184575 | 1401090 | 560823 | 20 | 20 | 20
6.14 | 6135.23 | -0.17836 | 99663.1 | 184621 | 1402030 | 561444 | 6.14 | 6135.23 | -0.17836 | 99663.1 | 184621 | 1402030 | 561444 | 20 | 20 | 20
6.15 | 6140.54 | -0.17852 | 100013 | 184666 | 1402890 | 562036 | 6.15 | 6140.54 | -0.17852 | 100013 | 184666 | 1402890 | 562036 | 20 | 20 | 20
6.16 | 6146.15 | -0.17868 | 100463 | 184713 | 1403570 | 562654 | 6.16 | 6146.15 | -0.17868 | 100463 | 184713 | 1403570 | 562654 | 20 | 20 | 20
6.17 | 6151.51 | -0.17885 | 100976 | 184761.5 | 1404150 | 563210 | 6.17 | 6151.51 | -0.17885 | 100976 | 184761 | 1404150 | 563210 | 20 | 20 | 20
6.18 | 6157.54 | -0.17903 | 101563 | 184814 | 1404660 | 563869 | 6.18 | 6157.54 | -0.17903 | 101563 | 184814 | 1404660 | 563869 | 20 | 20 | 20
6.19 | 6163.14 | -0.17923 | 102276 | 184869.5 | 1405040 | 564528 | 6.19 | 6163.14 | -0.17923 | 102276 | 184869 | 1405040 | 564528 | 20 | 20 | 20
6.2 | 6168.66 | -0.17945 | 103194 | 184927.5 | 1405070 | 565115 | 6.2 | 6168.66 | -0.17945 | 103194 | 184927 | 1405070 | 565115 | 20 | 20 | 20
6.21 | 6174.9 | -0.17969 | 104239 | 184993.5 | 1405210 | 565763 | 6.21 | 6174.9 | -0.17969 | 104239 | 184994 | 1405210 | 565763 | 20 | 20 | 20
6.22 | 6181.2 | -0.17997 | 105421 | 185063.5 | 1405600 | 566459 | 6.22 | 6181.2 | -0.17997 | 105421 | 185064 | 1405600 | 566459 | 20 | 20 | 20
6.23 | 6188.09 | -0.18027 | 106666 | 185142.5 | 1406630 | 567346 | 6.23 | 6188.09 | -0.18027 | 106666 | 185143 | 1406630 | 567346 | 20 | 20 | 20
6.24 | 6194.64 | -0.18061 | 107940 | 185229.5 | 1407960 | 568300 | 6.24 | 6194.64 | -0.18061 | 107940 | 185229 | 1407960 | 568300 | 20 | 20 | 20
6.25 | 6203.26 | -0.18098 | 109436 | 185330.5 | 1408960 | 569393 | 6.25 | 6203.26 | -0.18098 | 109436 | 185330 | 1408960 | 569393 | 20 | 20 | 20
6.26 | 6212.99 | -0.18138 | 110916 | 185439.5 | 1410500 | 570467 | 6.26 | 6212.99 | -0.18138 | 110916 | 185440 | 1410500 | 570467 | 20 | 20 | 20
6.2701 | 6222.13 | -0.18181 | 112726 | 185561 | 1411480 | 571780 | 6.2701 | 6222.13 | -0.18181 | 112726 | 185561 | 1411480 | 571780 | 20 | 20 | 20
6.2801 | 6232.79 | -0.18227 | 115107 | 185694.5 | 1411310 | 573176 | 6.2801 | 6232.79 | -0.18227 | 115107 | 185695 | 1411310 | 573176 | 20 | 20 | 20
6.29 | 6242.94 | -0.18277 | 117944 | 185834.5 | 1410870 | 574405 | 6.29 | 6242.94 | -0.18277 | 117944 | 185835 | 1410870 | 574405 | 20 | 20 | 20
6.3 | 6253.28 | -0.18331 | 120970 | 185986.5 | 1411300 | 575767 | 6.3 | 6253.28 | -0.18331 | 120970 | 185987 | 1411300 | 575767 | 20 | 20 | 20
6.31 | 6264 | -0.18389 | 124369 | 186145 | 1411940 | 577009 | 6.31 | 6264 | -0.18389 | 124369 | 186145 | 1411940 | 577009 | 20 | 20 | 20
6.32 | 6276.22 | -0.18451 | 127923 | 186314 | 1413230 | 578638 | 6.32 | 6276.22 | -0.18451 | 127923 | 186314 | 1413230 | 578638 | 20 | 20 | 20
6.33 | 6289.21 | -0.18516 | 131614 | 186493.5 | 1415660 | 580372 | 6.33 | 6289.21 | -0.18516 | 131614 | 186493 | 1415660 | 580372 | 20 | 20 | 20
6.34 | 6301.08 | -0.18585 | 135342 | 186683.5 | 1418480 | 582116 | 6.34 | 6301.08 | -0.18585 | 135342 | 186683 | 1418480 | 582116 | 20 | 20 | 20
6.35 | 6314.93 | -0.18656 | 139101 | 186883.5 | 1421500 | 583904 | 6.35 | 6314.93 | -0.18656 | 139101 | 186884 | 1421500 | 583904 | 20 | 20 | 20
6.36 | 6329.99 | -0.18729 | 143028 | 187096 | 1424510 | 585699 | 6.36 | 6329.99 | -0.18729 | 143028 | 187096 | 1424510 | 585699 | 20 | 20 | 20
6.37 | 6344.2 | -0.18804 | 146987 | 187313.5 | 1427420 | 587844 | 6.37 | 6344.2 | -0.18804 | 146987 | 187314 | 1427420 | 587844 | 20 | 20 | 20
6.38 | 6359.53 | -0.18881 | 150937 | 187541 | 1429870 | 589861 | 6.38 | 6359.53 | -0.18881 | 150937 | 187541 | 1429870 | 589861 | 20 | 20 | 20
6.39 | 6374.77 | -0.1896 | 155184 | 187768 | 1431030 | 592031 | 6.39 | 6374.77 | -0.1896 | 155184 | 187768 | 1431030 | 592031 | 20 | 20 | 20
6.4 | 6389.67 | -0.19039 | 159781 | 187993.5 | 1430470 | 593977 | 6.4 | 6389.67 | -0.19039 | 159781 | 187993 | 1430470 | 593977 | 20 | 20 | 20
6.41 | 6403.97 | -0.1912 | 164608 | 188208 | 1428460 | 595775 | 6.41 | 6403.97 | -0.1912 | 164608 | 188208 | 1428460 | 595775 | 20 | 20 | 20
6.42 | 6418.89 | -0.192 | 169750 | 188416 | 1425120 | 597608 | 6.42 | 6418.89 | -0.192 | 169750 | 188416 | 1425120 | 597608 | 20 | 20 | 20
6.43 | 6432.31 | -0.1928 | 175053 | 188611.5 | 1421320 | 599308 | 6.43 | 6432.31 | -0.1928 | 175053 | 188612 | 1421320 | 599308 | 20 | 20 | 20
6.44 | 6446.05 | -0.19359 | 180236 | 188797.5 | 1419000 | 601082 | 6.44 | 6446.05 | -0.19359 | 180236 | 188797 | 1419000 | 601082 | 20 | 20 | 20
6.45 | 6460.33 | -0.19438 | 185175 | 188976 | 1418020 | 602828 | 6.45 | 6460.33 | -0.19438 | 185175 | 188976 | 1418020 | 602828 | 20 | 20 | 20
6.46 | 6474.72 | -0.19514 | 189901 | 189151.5 | 1417610 | 604781 | 6.46 | 6474.72 | -0.19514 | 189901 | 189151 | 1417610 | 604781 | 20 | 20 | 20
6.47 | 6489.11 | -0.19588 | 194392 | 189315 | 1417720 | 606724 | 6.47 | 6489.11 | -0.19588 | 194392 | 189315 | 1417720 | 606724 | 20 | 20 | 20
6.48 | 6502.22 | -0.1966 | 198636 | 189468 | 1418160 | 608831 | 6.48 | 6502.22 | -0.1966 | 198636 | 189468 | 1418160 | 608831 | 20 | 20 | 20
6.49 | 6515.28 | -0.19729 | 202686 | 189612.5 | 1418820 | 610954 | 6.49 | 6515.28 | -0.19729 | 202686 | 189612 | 1418820 | 610954 | 20 | 20 | 20
6.5 | 6528.01 | -0.19795 | 206482 | 189747 | 1419590 | 613020 | 6.5 | 6528.01 | -0.19795 | 206482 | 189747 | 1419590 | 613020 | 20 | 20 | 20
6.51 | 6540.37 | -0.19858 | 210071 | 189870.5 | 1420290 | 615086 | 6.51 | 6540.37 | -0.19858 | 210071 | 189871 | 1420290 | 615086 | 20 | 20 | 20
6.5201 | 6553 | -0.19918 | 213422 | 189985 | 1421310 | 616987 | 6.5201 | 6553 | -0.19918 | 213422 | 189985 | 1421310 | 616987 | 20 | 20 | 20
6.5301 | 6563.53 | -0.19975 | 216568 | 190088 | 1422410 | 618857 | 6.5301 | 6563.53 | -0.19975 | 216568 | 190088 | 1422410 | 618857 | 20 | 20 | 20
6.54 | 6574.6 | -0.20028 | 219477 | 190185 | 1423330 | 620627 | 6.54 | 6574.6 | -0.20028 | 219477 | 190185 | 1423330 | 620627 | 20 | 20 | 20
6.55 | 6584.88 | -0.20078 | 222099 | 190274.5 | 1424100 | 622177 | 6.55 | 6584.88 | -0.20078 | 222099 | 190274 | 1424100 | 622177 | 20 | 20 | 20
6.56 | 6594.6 | -0.20124 | 224431 | 190356 | 1424830 | 623695 | 6.56 | 6594.6 | -0.20124 | 224431 | 190356 | 1424830 | 623695 | 20 | 20 | 20
6.57 | 6603.41 | -0.20167 | 226525 | 190430 | 1425390 | 625048 | 6.57 | 6603.41 | -0.20167 | 226525 | 190430 | 1425390 | 625048 | 20 | 20 | 20
6.58 | 6612.01 | -0.20206 | 228450 | 190499 | 1425960 | 626347 | 6.58 | 6612.01 | -0.20206 | 228450 | 190499 | 1425960 | 626347 | 20 | 20 | 20
6.59 | 6619.76 | -0.20241 | 230211 | 190561.5 | 1426450 | 627541 | 6.59 | 6619.76 | -0.20241 | 230211 | 190561 | 1426450 | 627541 | 20 | 20 | 20
6.6 | 6628.19 | -0.20273 | 231793 | 190616 | 1426900 | 628573 | 6.6 | 6628.19 | -0.20273 | 231793 | 190616 | 1426900 | 628573 | 20 | 20 | 20
6.61 | 6635.28 | -0.20302 | 233191 | 190667 | 1427470 | 629626 | 6.61 | 6635.28 | -0.20302 | 233191 | 190667 | 1427470 | 629626 | 20 | 20 | 20
6.62 | 6641.74 | -0.20328 | 234452 | 190713.5 | 1427970 | 630556 | 6.62 | 6641.74 | -0.20328 | 234452 | 190714 | 1427970 | 630556 | 20 | 20 | 20
6.63 | 6648.67 | -0.20352 | 235584 | 190756 | 1428380 | 631469 | 6.63 | 6648.67 | -0.20352 | 235584 | 190756 | 1428380 | 631469 | 20 | 20 | 20
6.64 | 6654.77 | -0.20373 | 236609 | 190793 | 1428750 | 632244 | 6.64 | 6654.77 | -0.20373 | 236609 | 190793 | 1428750 | 632244 | 20 | 20 | 20
6.65 | 6660.32 | -0.20393 | 237549 | 190826.5 | 1429100 | 632995 | 6.65 | 6660.32 | -0.20393 | 237549 | 190826 | 1429100 | 632995 | 20 | 20 | 20
6.66 | 6665.69 | -0.20411 | 238416 | 190856.5 | 1429410 | 633630 | 6.66 | 6665.69 | -0.20411 | 238416 | 190856 | 1429410 | 633630 | 20 | 20 | 20
6.67 | 6671.08 | -0.20428 | 239235 | 190884.5 | 1429720 | 634259 | 6.67 | 6671.08 | -0.20428 | 239235 | 190885 | 1429720 | 634259 | 20 | 20 | 20
6.68 | 6676.4 | -0.20444 | 240017 | 190911 | 1430030 | 634858 | 6.68 | 6676.4 | -0.20444 | 240017 | 190911 | 1430030 | 634858 | 20 | 20 | 20
6.69 | 6681.35 | -0.2046 | 240774 | 190937 | 1430310 | 635456 | 6.69 | 6681.35 | -0.2046 | 240774 | 190937 | 1430310 | 635456 | 20 | 20 | 20
6.7 | 6686.5 | -0.20476 | 241527 | 190964.5 | 1430620 | 636067 | 6.7 | 6686.5 | -0.20476 | 241527 | 190964 | 1430620 | 636067 | 20 | 20 | 20
6.71 | 6691.83 | -0.20492 | 242298 | 190993.5 | 1430930 | 636717 | 6.71 | 6691.83 | -0.20492 | 242298 | 190994 | 1430930 | 636717 | 20 | 20 | 20
6.72 | 6697.34 | -0.20509 | 243059 | 191022.5 | 1431200 | 637363 | 6.72 | 6697.34 | -0.20509 | 243059 | 191022 | 1431200 | 637363 | 20 | 20 | 20
6.73 | 6703.34 | -0.20527 | 243864 | 191053.5 | 1431400 | 638059 | 6.73 | 6703.34 | -0.20527 | 243864 | 191054 | 1431400 | 638059 | 20 | 20 | 20
6.74 | 6709.08 | -0.20547 | 244747 | 191086.5 | 1431620 | 638845 | 6.74 | 6709.08 | -0.20547 | 244747 | 191087 | 1431620 | 638845 | 20 | 20 | 20
6.75 | 6715.22 | -0.20569 | 245721 | 191122.5 | 1431840 | 639666 | 6.75 | 6715.22 | -0.20569 | 245721 | 191123 | 1431840 | 639666 | 20 | 20 | 20
6.76 | 6721.92 | -0.20594 | 246809 | 191160.5 | 1432110 | 640571 | 6.76 | 6721.92 | -0.20594 | 246809 | 191160 | 1432110 | 640571 | 20 | 20 | 20
6.7701 | 6728.85 | -0.20622 | 248016 | 191201 | 1432430 | 641566 | 6.7701 | 6728.85 | -0.20622 | 248016 | 191201 | 1432430 | 641566 | 20 | 20 | 20
6.7801 | 6736.21 | -0.20652 | 249346 | 191245.5 | 1432790 | 642626 | 6.7801 | 6736.21 | -0.20652 | 249346 | 191245 | 1432790 | 642626 | 20 | 20 | 20
6.79 | 6744.22 | -0.20685 | 250813 | 191294 | 1433150 | 643809 | 6.79 | 6744.22 | -0.20685 | 250813 | 191294 | 1433150 | 643809 | 20 | 20 | 20
6.8 | 6752.57 | -0.20722 | 252413 | 191346.5 | 1433510 | 645086 | 6.8 | 6752.57 | -0.20722 | 252413 | 191347 | 1433510 | 645086 | 20 | 20 | 20
6.81 | 6761.64 | -0.20761 | 254164 | 191403 | 1433890 | 646501 | 6.81 | 6761.64 | -0.20761 | 254164 | 191403 | 1433890 | 646501 | 20 | 20 | 20
6.82 | 6771.11 | -0.20805 | 256065 | 191465 | 1434210 | 648070 | 6.82 | 6771.11 | -0.20805 | 256065 | 191465 | 1434210 | 648070 | 20 | 20 | 20
6.83 | 6781.23 | -0.20852 | 258129 | 191529 | 1434470 | 649683 | 6.83 | 6781.23 | -0.20852 | 258129 | 191529 | 1434470 | 649683 | 20 | 20 | 20
6.84 | 6791.96 | -0.20903 | 260363 | 191596.5 | 1434560 | 651467 | 6.84 | 6791.96 | -0.20903 | 260363 | 191596 | 1434560 | 651467 | 20 | 20 | 20
6.85 | 6803.61 | -0.20957 | 262638 | 191664.5 | 1434590 | 653289 | 6.85 | 6803.61 | -0.20957 | 262638 | 191665 | 1434590 | 653289 | 20 | 20 | 20
6.86 | 6814.91 | -0.21014 | 265020 | 191734 | 1434570 | 655226 | 6.86 | 6814.91 | -0.21014 | 265020 | 191734 | 1434570 | 655226 | 20 | 20 | 20
6.87 | 6826.75 | -0.21075 | 267564 | 191806 | 1434390 | 657280 | 6.87 | 6826.75 | -0.21075 | 267564 | 191806 | 1434390 | 657280 | 20 | 20 | 20
6.88 | 6839.52 | -0.21139 | 270248 | 191880 | 1434160 | 659385 | 6.88 | 6839.52 | -0.21139 | 270248 | 191880 | 1434160 | 659385 | 20 | 20 | 20
6.89 | 6852.26 | -0.21206 | 273064 | 191956 | 1433870 | 661588 | 6.89 | 6852.26 | -0.21206 | 273064 | 191956 | 1433870 | 661588 | 20 | 20 | 20
6.9 | 6865.64 | -0.21275 | 275932 | 192045.5 | 1433350 | 663866 | 6.9 | 6865.64 | -0.21275 | 275932 | 192046 | 1433350 | 663866 | 20 | 20 | 20
6.91 | 6878.6 | -0.21346 | 278851 | 192143.5 | 1432460 | 666115 | 6.91 | 6878.6 | -0.21346 | 278851 | 192143 | 1432460 | 666115 | 20 | 20 | 20
6.92 | 6892.93 | -0.21419 | 281861 | 192255.5 | 1431450 | 668486 | 6.92 | 6892.93 | -0.21419 | 281861 | 192255 | 1431450 | 668486 | 20 | 20 | 20
6.93 | 6906.49 | -0.21494 | 284898 | 192376.5 | 1430430 | 670972 | 6.93 | 6906.49 | -0.21494 | 284898 | 192377 | 1430430 | 670972 | 20 | 20 | 20
6.94 | 6921.38 | -0.2157 | 288037 | 192505.5 | 1429060 | 673485 | 6.94 | 6921.38 | -0.2157 | 288037 | 192506 | 1429060 | 673485 | 20 | 20 | 20
6.95 | 6935.57 | -0.21646 | 290981 | 192644 | 1427050 | 675912 | 6.95 | 6935.57 | -0.21646 | 290981 | 192644 | 1427050 | 675912 | 20 | 20 | 20
6.96 | 6949.37 | -0.21724 | 293911 | 192787.5 | 1424830 | 678335 | 6.96 | 6949.37 | -0.21724 | 293911 | 192788 | 1424830 | 678335 | 20 | 20 | 20
6.97 | 6963.13 | -0.21801 | 296983 | 192936.5 | 1422290 | 680555 | 6.97 | 6963.13 | -0.21801 | 296983 | 192936 | 1422290 | 680555 | 20 | 20 | 20
6.98 | 6975.35 | -0.21878 | 300223 | 193085 | 1419090 | 682535 | 6.98 | 6975.35 | -0.21878 | 300223 | 193085 | 1419090 | 682535 | 20 | 20 | 20
6.99 | 6987.85 | -0.21955 | 302984 | 193221.5 | 1415160 | 684149 | 6.99 | 6987.85 | -0.21955 | 302984 | 193221 | 1415160 | 684149 | 20 | 20 | 20
7 | 6999.43 | -0.22031 | 305757 | 193343.5 | 1410330 | 685672 | 7 | 6999.43 | -0.22031 | 305757 | 193343 | 1410330 | 685672 | 20 | 20 | 20
7.01 | 7010.79 | -0.22106 | 308579 | 193456 | 1405030 | 687434 | 7.01 | 7010.79 | -0.22106 | 308579 | 193456 | 1405030 | 687434 | 20 | 20 | 20
7.0201 | 7023.97 | -0.22179 | 310776 | 193550.5 | 1398580 | 688952 | 7.0201 | 7023.97 | -0.22179 | 310776 | 193550 | 1398580 | 688952 | 20 | 20 | 20
7.0301 | 7036.76 | -0.22253 | 312679 | 193627.5 | 1390640 | 690373 | 7.0301 | 7036.76 | -0.22253 | 312679 | 193628 | 1390640 | 690373 | 20 | 20 | 20
7.04 | 7048.34 | -0.22327 | 314569 | 193694 | 1381680 | 691259 | 7.04 | 7048.34 | -0.22327 | 314569 | 193694 | 1381680 | 691259 | 20 | 20 | 20
7.05 | 7055.98 | -0.22405 | 315612 | 193747 | 1365420 | 690133 | 7.05 | 7055.98 | -0.22405 | 315612 | 193747 | 1365420 | 690133 | 20 | 20 | 20
7.06 | 7048.71 | -0.22497 | 316302 | 193673.5 | 1338350 | 683854 | 7.06 | 7048.71 | -0.22497 | 316302 | 193674 | 1338350 | 683854 | 20 | 20 | 20
7.07 | 7030.94 | -0.22603 | 316966 | 193470 | 1311860 | 673879 | 7.07 | 7030.94 | -0.22603 | 316966 | 193470 | 1311860 | 673879 | 20 | 20 | 20
7.08 | 6981.63 | -0.2272 | 317656 | 193241 | 1287420 | 661543 | 7.08 | 6981.63 | -0.2272 | 317656 | 193241 | 1287420 | 661543 | 20 | 20 | 20
7.09 | 6957.6 | -0.22845 | 318415 | 193087 | 1264990 | 650176 | 7.09 | 6957.6 | -0.22845 | 318415 | 193087 | 1264990 | 650176 | 20 | 20 | 20
7.1 | 6957.96 | -0.22976 | 319288 | 192941.5 | 1244290 | 644502 | 7.1 | 6957.96 | -0.22976 | 319288 | 192942 | 1244290 | 644502 | 20 | 20 | 20
7.11 | 6959.65 | -0.23114 | 320327 | 192939.5 | 1224700 | 642534 | 7.11 | 6959.65 | -0.23114 | 320327 | 192939 | 1224700 | 642534 | 20 | 20 | 20
7.12 | 6963.2 | -0.23265 | 321509 | 193039.5 | 1205150 | 640679 | 7.12 | 6963.2 | -0.23265 | 321509 | 193039 | 1205150 | 640679 | 20 | 20 | 20
7.13 | 6965.01 | -0.23437 | 322520 | 193139 | 1185260 | 637010 | 7.13 | 6965.01 | -0.23437 | 322520 | 193139 | 1185260 | 637010 | 20 | 20 | 20
7.14 | 6963.6 | -0.23632 | 323068 | 193223.5 | 1164250 | 631998 | 7.14 | 6963.6 | -0.23632 | 323068 | 193223 | 1164250 | 631998 | 20 | 20 | 20
7.15 | 6947.15 | -0.23853 | 323641 | 193302.5 | 1142870 | 626260 | 7.15 | 6947.15 | -0.23853 | 323641 | 193302 | 1142870 | 626260 | 20 | 20 | 20
7.16 | 6935.75 | -0.24099 | 324227 | 193408 | 1121950 | 620018 | 7.16 | 6935.75 | -0.24099 | 324227 | 193408 | 1121950 | 620018 | 20 | 20 | 20
7.17 | 6930.21 | -0.2437 | 324860 | 193483 | 1101520 | 614703 | 7.17 | 6930.21 | -0.2437 | 324860 | 193483 | 1101520 | 614703 | 20 | 20 | 20
7.18 | 6935.6 | -0.24664 | 325541 | 193652 | 1081910 | 610352 | 7.18 | 6935.6 | -0.24664 | 325541 | 193652 | 1081910 | 610352 | 20 | 20 | 20
7.19 | 6938.04 | -0.24985 | 326301 | 193854 | 1063040 | 606830 | 7.19 | 6938.04 | -0.24985 | 326301 | 193854 | 1063040 | 606830 | 20 | 20 | 20
7.2 | 6949.71 | -0.25333 | 327076 | 194161.5 | 1044810 | 603931 | 7.2 | 6949.71 | -0.25333 | 327076 | 194161 | 1044810 | 603931 | 20 | 20 | 20
7.21 | 6959.26 | -0.25709 | 327886 | 194550.5 | 1027310 | 601428 | 7.21 | 6959.26 | -0.25709 | 327886 | 194551 | 1027310 | 601428 | 20 | 20 | 20
7.22 | 6971.54 | -0.26115 | 328800 | 195024 | 1010390 | 599270 | 7.22 | 6971.54 | -0.26115 | 328800 | 195024 | 1010390 | 599270 | 20 | 20 | 20
7.23 | 6983.59 | -0.26551 | 329740 | 195566.5 | 994161 | 598261 | 7.23 | 6983.59 | -0.26551 | 329740 | 195567 | 994161 | 598261 | 20 | 20 | 20
7.24 | 6997.79 | -0.27017 | 330776 | 196122.5 | 978841 | 596835 | 7.24 | 6997.79 | -0.27017 | 330776 | 196123 | 978841 | 596835 | 20 | 20 | 20
7.25 | 7014.34 | -0.2751 | 331858 | 196783 | 964235 | 595539 | 7.25 | 7014.34 | -0.2751 | 331858 | 196783 | 964235 | 595539 | 20 | 20 | 20
7.26 | 7034.56 | -0.28031 | 333013 | 197581 | 950818 | 594917 | 7.26 | 7034.56 | -0.28031 | 333013 | 197581 | 950818 | 594917 | 20 | 20 | 20
7.2701 | 7058.6 | -0.28577 | 334227 | 198574 | 939187 | 595525 | 7.2701 | 7058.6 | -0.28577 | 334227 | 198574 | 939187 | 595525 | 20 | 20 | 20
7.2801 | 7088.82 | -0.29146 | 335529 | 199784 | 929799 | 597202 | 7.2801 | 7088.82 | -0.29146 | 335529 | 199784 | 929799 | 597202 | 20 | 20 | 20
7.29 | 7124.8 | -0.29733 | 336877 | 201218.5 | 922106 | 600339 | 7.29 | 7124.8 | -0.29733 | 336877 | 201219 | 922106 | 600339 | 20 | 20 | 20
7.3 | 7167.76 | -0.30334 | 338319 | 202847 | 915587 | 604889 | 7.3 | 7167.76 | -0.30334 | 338319 | 202847 | 915587 | 604889 | 20 | 20 | 20
7.31 | 7212.52 | -0.30941 | 339281 | 204687.5 | 909221 | 610539 | 7.31 | 7212.52 | -0.30941 | 339281 | 204688 | 909221 | 610539 | 20 | 20 | 20
7.32 | 7258.64 | -0.31557 | 339850 | 206716.5 | 903100 | 617801 | 7.32 | 7258.64 | -0.31557 | 339850 | 206717 | 903100 | 617801 | 20 | 20 | 20
7.33 | 7308.34 | -0.32175 | 340393 | 208926.5 | 897744 | 626330 | 7.33 | 7308.34 | -0.32175 | 340393 | 208927 | 897744 | 626330 | 20 | 20 | 20
7.34 | 7360.78 | -0.32791 | 340984 | 211294.5 | 892956 | 635884 | 7.34 | 7360.78 | -0.32791 | 340984 | 211295 | 892956 | 635884 | 20 | 20 | 20
7.35 | 7413.1 | -0.33403 | 341635 | 213752.5 | 888840 | 645673 | 7.35 | 7413.1 | -0.33403 | 341635 | 213753 | 888840 | 645673 | 20 | 20 | 20
7.36 | 7462.87 | -0.34005 | 342208 | 216275.5 | 885148 | 654798 | 7.36 | 7462.87 | -0.34005 | 342208 | 216275 | 885148 | 654798 | 20 | 20 | 20
7.37 | 7507.2 | -0.34594 | 342816 | 218786.5 | 882044 | 663302 | 7.37 | 7507.2 | -0.34594 | 342816 | 218787 | 882044 | 663302 | 20 | 20 | 20
7.38 | 7551.68 | -0.35165 | 343394 | 221221 | 879224 | 671285 | 7.38 | 7551.68 | -0.35165 | 343394 | 221221 | 879224 | 671285 | 20 | 20 | 20
7.39 | 7591.83 | -0.35714 | 343973 | 223567.5 | 876723 | 678683 | 7.39 | 7591.83 | -0.35714 | 343973 | 223567 | 876723 | 678683 | 20 | 20 | 20
7.4 | 7629.54 | -0.36235 | 344521 | 225825.5 | 874464 | 685480 | 7.4 | 7629.54 | -0.36235 | 344521 | 225826 | 874464 | 685480 | 20 | 20 | 20
7.41 | 7668.35 | -0.36724 | 345071 | 227953.5 | 872487 | 691648 | 7.41 | 7668.35 | -0.36724 | 345071 | 227953 | 872487 | 691648 | 20 | 20 | 20
7.42 | 7704.64 | -0.37178 | 345580 | 229952.5 | 870768 | 697370 | 7.42 | 7704.64 | -0.37178 | 345580 | 229952 | 870768 | 697370 | 20 | 20 | 20
7.43 | 7738.36 | -0.37593 | 346044 | 231834 | 869125 | 702915 | 7.43 | 7738.36 | -0.37593 | 346044 | 231834 | 869125 | 702915 | 20 | 20 | 20
7.44 | 7769.85 | -0.37968 | 346510 | 233605 | 867740 | 708270 | 7.44 | 7769.85 | -0.37968 | 346510 | 233605 | 867740 | 708270 | 20 | 20 | 20
7.45 | 7797.84 | -0.38299 | 346864 | 235218 | 866435 | 713006 | 7.45 | 7797.84 | -0.38299 | 346864 | 235218 | 866435 | 713006 | 20 | 20 | 20
7.46 | 7821.89 | -0.38587 | 347208 | 236618.5 | 865418 | 717159 | 7.46 | 7821.89 | -0.38587 | 347208 | 236619 | 865418 | 717159 | 20 | 20 | 20
7.47 | 7843.09 | -0.38828 | 347480 | 237790.5 | 864491 | 720680 | 7.47 | 7843.09 | -0.38828 | 347480 | 237790 | 864491 | 720680 | 20 | 20 | 20
7.48 | 7859.72 | -0.39022 | 347698 | 238719.5 | 863658 | 723606 | 7.48 | 7859.72 | -0.39022 | 347698 | 238719 | 863658 | 723606 | 20 | 20 | 20
7.49 | 7872.11 | -0.3917 | 347869 | 239394.5 | 863024 | 725859 | 7.49 | 7872.11 | -0.3917 | 347869 | 239395 | 863024 | 725859 | 20 | 20 | 20
7.5 | 7881.23 | -0.3927 | 347994 | 239822 | 862484 | 727383 | 7.5 | 7881.23 | -0.3927 | 347994 | 239822 | 862484 | 727383 | 20 | 20 | 20
7.51 | 7885.84 | -0.39323 | 348059 | 240016.5 | 862062 | 728179 | 7.51 | 7885.84 | -0.39323 | 348059 | 240017 | 862062 | 728179 | 20 | 20 | 20
7.5201 | 7878.48 | -0.3933 | 348017 | 240050 | 857436 | 727027 | 7.5201 | 7878.48 | -0.3933 | 348017 | 240050 | 857436 | 727027 | 20 | 20 | 20
7.5301 | 7692.85 | -0.39304 | 347497 | 239864 | 820719 | 703729 | 7.5301 | 7692.85 | -0.39304 | 347497 | 239864 | 820719 | 703729 | 20 | 20 | 20
7.54 | 7371.18 | -0.3927 | 346776 | 239516.5 | 772988 | 664337 | 7.54 | 7371.18 | -0.3927 | 346776 | 239517 | 772988 | 664337 | 20 | 20 | 20
7.55 | 7163.32 | -0.39244 | 346258 | 239361.5 | 740201 | 633746 | 7.55 | 7163.32 | -0.39244 | 346258 | 239362 | 740201 | 633746 | 20 | 20 | 20
7.56 | 7156.27 | -0.39243 | 346256 | 239342.5 | 740119 | 633680 | 7.56 | 7156.27 | -0.39243 | 346256 | 239343 | 740119 | 633680 | 20 | 20 | 20
7.57 | 7390.19 | -0.39267 | 346831 | 239567.5 | 776053 | 667428 | 7.57 | 7390.19 | -0.39267 | 346831 | 239568 | 776053 | 667428 | 20 | 20 | 20
7.58 | 7731.6 | -0.39302 | 347655 | 239983 | 832721 | 711423 | 7.58 | 7731.6 | -0.39302 | 347655 | 239983 | 832721 | 711423 | 20 | 20 | 20
7.59 | 7882.4 | -0.39326 | 348124 | 240182.5 | 862125 | 732346 | 7.59 | 7882.4 | -0.39326 | 348124 | 240182 | 862125 | 732346 | 20 | 20 | 20
7.6 | 7876.59 | -0.39323 | 347969 | 240232 | 848863 | 728696 | 7.6 | 7876.59 | -0.39323 | 347969 | 240232 | 848863 | 728696 | 20 | 20 | 20
7.61 | 7657.64 | -0.39302 | 347521 | 239948 | 818552 | 704954 | 7.61 | 7657.64 | -0.39302 | 347521 | 239948 | 818552 | 704954 | 20 | 20 | 20
7.62 | 7417.35 | -0.39278 | 346952 | 239710.5 | 780665 | 670321 | 7.62 | 7417.35 | -0.39278 | 346952 | 239710 | 780665 | 670321 | 20 | 20 | 20
7.63 | 7306.33 | -0.39263 | 346617 | 239626 | 761811 | 653340 | 7.63 | 7306.33 | -0.39263 | 346617 | 239626 | 761811 | 653340 | 20 | 20 | 20
7.64 | 7352.5 | -0.3927 | 346790 | 239628.5 | 769006 | 663502 | 7.64 | 7352.5 | -0.3927 | 346790 | 239628 | 769006 | 663502 | 20 | 20 | 20
7.65 | 7601.34 | -0.39294 | 347348 | 239894 | 807980 | 694575 | 7.65 | 7601.34 | -0.39294 | 347348 | 239894 | 807980 | 694575 | 20 | 20 | 20
7.66 | 7851.52 | -0.3932 | 347981 | 240218.5 | 850189 | 724768 | 7.66 | 7851.52 | -0.3932 | 347981 | 240219 | 850189 | 724768 | 20 | 20 | 20
7.67 | 7894.46 | -0.39332 | 348153 | 240234 | 861882 | 732994 | 7.67 | 7894.46 | -0.39332 | 348153 | 240234 | 861882 | 732994 | 20 | 20 | 20
7.68 | 7843.87 | -0.3932 | 347852 | 240206 | 840723 | 722841 | 7.68 | 7843.87 | -0.3932 | 347852 | 240206 | 840723 | 722841 | 20 | 20 | 20
7.69 | 7621.45 | -0.39302 | 347412 | 239945.5 | 811254 | 697060 | 7.69 | 7621.45 | -0.39302 | 347412 | 239946 | 811254 | 697060 | 20 | 20 | 20
7.7 | 7451.88 | -0.39284 | 347023 | 239795.5 | 787006 | 673178 | 7.7 | 7451.88 | -0.39284 | 347023 | 239796 | 787006 | 673178 | 20 | 20 | 20
7.71 | 7452.46 | -0.3928 | 346895 | 239798 | 777526 | 669648 | 7.71 | 7452.46 | -0.3928 | 346895 | 239798 | 777526 | 669648 | 20 | 20 | 20
7.72 | 7545.07 | -0.39294 | 347254 | 239843 | 799254 | 689297 | 7.72 | 7545.07 | -0.39294 | 347254 | 239843 | 799254 | 689297 | 20 | 20 | 20
7.73 | 7810.13 | -0.39316 | 347729 | 240198.5 | 834318 | 716534 | 7.73 | 7810.13 | -0.39316 | 347729 | 240199 | 834318 | 716534 | 20 | 20 | 20
7.74 | 7913.87 | -0.39334 | 348166 | 240323.5 | 862013 | 735673 | 7.74 | 7913.87 | -0.39334 | 348166 | 240324 | 862013 | 735673 | 20 | 20 | 20
7.75 | 7912.52 | -0.39336 | 348095 | 240292.5 | 856283 | 731991 | 7.75 | 7912.52 | -0.39336 | 348095 | 240292 | 856283 | 731991 | 20 | 20 | 20
7.76 | 7807.08 | -0.39321 | 347782 | 240216 | 834028 | 718243 | 7.76 | 7807.08 | -0.39321 | 347782 | 240216 | 834028 | 718243 | 20 | 20 | 20
7.7701 | 7626.83 | -0.39308 | 347421 | 239987.5 | 811874 | 694646 | 7.7701 | 7626.83 | -0.39308 | 347421 | 239988 | 811874 | 694646 | 20 | 20 | 20
7.7801 | 7543.59 | -0.39295 | 347192 | 239941.5 | 796226 | 682744 | 7.7801 | 7543.59 | -0.39295 | 347192 | 239942 | 796226 | 682744 | 20 | 20 | 20
7.79 | 7601.5 | -0.393 | 347252 | 239968 | 799623 | 688831 | 7.79 | 7601.5 | -0.393 | 347252 | 239968 | 799623 | 688831 | 20 | 20 | 20
7.8 | 7726.91 | -0.39316 | 347674 | 240098 | 826760 | 709903 | 7.8 | 7726.91 | -0.39316 | 347674 | 240098 | 826760 | 709903 | 20 | 20 | 20
7.8101 | 7927.27 | -0.39334 | 348072 | 240372.5 | 854208 | 730506 | 7.8101 | 7927.27 | -0.39334 | 348072 | 240373 | 854208 | 730506 | 20 | 20 | 20
7.82 | 7942.57 | -0.39342 | 348198 | 240426 | 861968 | 737134 | 7.82 | 7942.57 | -0.39342 | 348198 | 240426 | 861968 | 737134 | 20 | 20 | 20
7.83 | 7925.88 | -0.39338 | 348044 | 240400.5 | 851352 | 731670 | 7.83 | 7925.88 | -0.39338 | 348044 | 240401 | 851352 | 731670 | 20 | 20 | 20
7.84 | 7808.56 | -0.39325 | 347786 | 240277 | 832730 | 717205 | 7.84 | 7808.56 | -0.39325 | 347786 | 240277 | 832730 | 717205 | 20 | 20 | 20
7.85 | 7690.43 | -0.39317 | 347548 | 240135.5 | 818969 | 701624 | 7.85 | 7690.43 | -0.39317 | 347548 | 240135 | 818969 | 701624 | 20 | 20 | 20
7.86 | 7684.74 | -0.39311 | 347431 | 240160.5 | 810943 | 698534 | 7.86 | 7684.74 | -0.39311 | 347431 | 240160 | 810943 | 698534 | 20 | 20 | 20
7.87 | 7742.38 | -0.3932 | 347640 | 240188 | 823263 | 709649 | 7.87 | 7742.38 | -0.3932 | 347640 | 240188 | 823263 | 709649 | 20 | 20 | 20
7.88 | 7892.33 | -0.39334 | 347973 | 240362.5 | 846231 | 726642 | 7.88 | 7892.33 | -0.39334 | 347973 | 240363 | 846231 | 726642 | 20 | 20 | 20
7.89 | 7977.03 | -0.39345 | 348204 | 240482 | 861750 | 738418 | 7.89 | 7977.03 | -0.39345 | 348204 | 240482 | 861750 | 738418 | 20 | 20 | 20
7.9 | 7980.4 | -0.3935 | 348201 | 240483.5 | 860817 | 737733 | 7.9 | 7980.4 | -0.3935 | 348201 | 240483 | 860817 | 737733 | 20 | 20 | 20
7.91 | 7935.67 | -0.39343 | 348069 | 240450 | 851037 | 732455 | 7.91 | 7935.67 | -0.39343 | 348069 | 240450 | 851037 | 732455 | 20 | 20 | 20
7.92 | 7854.36 | -0.39336 | 347877 | 240356 | 839001 | 720740 | 7.92 | 7854.36 | -0.39336 | 347877 | 240356 | 839001 | 720740 | 20 | 20 | 20
7.93 | 7789.75 | -0.3933 | 347768 | 240300.5 | 831280 | 713453 | 7.93 | 7789.75 | -0.3933 | 347768 | 240301 | 831280 | 713453 | 20 | 20 | 20
7.94 | 7820.3 | -0.39331 | 347751 | 240327 | 830090 | 715021 | 7.94 | 7820.3 | -0.39331 | 347751 | 240327 | 830090 | 715021 | 20 | 20 | 20
7.95 | 7878.72 | -0.39338 | 347946 | 240371 | 843100 | 725432 | 7.95 | 7878.72 | -0.39338 | 347946 | 240371 | 843100 | 725432 | 20 | 20 | 20
7.96 | 7985.85 | -0.39349 | 348173 | 240512.5 | 858821 | 736565 | 7.96 | 7985.85 | -0.39349 | 348173 | 240512 | 858821 | 736565 | 20 | 20 | 20
7.97 | 8005.96 | -0.39354 | 348233 | 240561 | 861844 | 739631 | 7.97 | 8005.96 | -0.39354 | 348233 | 240561 | 861844 | 739631 | 20 | 20 | 20
7.98 | 8002.89 | -0.39357 | 348223 | 240542 | 860856 | 738619 | 7.98 | 8002.89 | -0.39357 | 348223 | 240542 | 860856 | 738619 | 20 | 20 | 20
7.99 | 7980.09 | -0.39354 | 348174 | 240546.5 | 856017 | 736504 | 7.99 | 7980.09 | -0.39354 | 348174 | 240546 | 856017 | 736504 | 20 | 20 | 20
8 | 7946.59 | -0.39351 | 348084 | 240504 | 851514 | 731146 | 8 | 7946.59 | -0.39351 | 348084 | 240504 | 851514 | 731146 | 20 | 20 | 20
8.01 | 7930.86 | -0.39348 | 348030 | 240495.5 | 847435 | 728258 | 8.01 | 7930.86 | -0.39348 | 348030 | 240495 | 847435 | 728258 | 20 | 20 | 20
8.02 | 7947.32 | -0.39349 | 348053 | 240498.5 | 848595 | 730276 | 8.02 | 7947.32 | -0.39349 | 348053 | 240499 | 848595 | 730276 | 20 | 20 | 20
8.03 | 7983.46 | -0.39354 | 348164 | 240542 | 855760 | 735937 | 8.03 | 7983.46 | -0.39354 | 348164 | 240542 | 855760 | 735937 | 20 | 20 | 20
8.0401 | 8021.37 | -0.39359 | 348239 | 240601 | 861861 | 740245 | 8.0401 | 8021.37 | -0.39359 | 348239 | 240601 | 861861 | 740245 | 20 | 20 | 20
8.0501 | 8024.67 | -0.39364 | 348249 | 240620 | 861895 | 740015 | 8.0501 | 8024.67 | -0.39364 | 348249 | 240620 | 861895 | 740015 | 20 | 20 | 20
8.0601 | 8033.81 | -0.39368 | 348255 | 240650 | 861909 | 740987 | 8.0601 | 8033.81 | -0.39368 | 348255 | 240650 | 861909 | 740987 | 20 | 20 | 20
8.07 | 8035.22 | -0.39372 | 348258 | 240666.5 | 861910 | 741148 | 8.07 | 8035.22 | -0.39372 | 348258 | 240667 | 861910 | 741148 | 20 | 20 | 20
8.08 | 8041.51 | -0.39376 | 348268 | 240689.5 | 861893 | 741404 | 8.08 | 8041.51 | -0.39376 | 348268 | 240690 | 861893 | 741404 | 20 | 20 | 20
8.09 | 8042.73 | -0.39382 | 348273 | 240694.5 | 861848 | 741393 | 8.09 | 8042.73 | -0.39382 | 348273 | 240695 | 861848 | 741393 | 20 | 20 | 20
8.1 | 8046.81 | -0.39388 | 348287 | 240707 | 861845 | 741686 | 8.1 | 8046.81 | -0.39388 | 348287 | 240707 | 861845 | 741686 | 20 | 20 | 20
8.11 | 8051.57 | -0.39398 | 348298 | 240713 | 861844 | 741652 | 8.11 | 8051.57 | -0.39398 | 348298 | 240713 | 861844 | 741652 | 20 | 20 | 20
8.12 | 8057.03 | -0.39408 | 348318 | 240759.5 | 861846 | 742224 | 8.12 | 8057.03 | -0.39408 | 348318 | 240759 | 861846 | 742224 | 20 | 20 | 20
8.13 | 8063.86 | -0.39422 | 348339 | 240804 | 861837 | 742753 | 8.13 | 8063.86 | -0.39422 | 348339 | 240804 | 861837 | 742753 | 20 | 20 | 20
8.14 | 8071.75 | -0.39439 | 348374 | 240861.5 | 861833 | 743366 | 8.14 | 8071.75 | -0.39439 | 348374 | 240862 | 861833 | 743366 | 20 | 20 | 20
8.15 | 8078.82 | -0.3946 | 348406 | 240929 | 861841 | 743970 | 8.15 | 8078.82 | -0.3946 | 348406 | 240929 | 861841 | 743970 | 20 | 20 | 20
8.16 | 8084.79 | -0.39486 | 348449 | 241006.5 | 861792 | 744593 | 8.16 | 8084.79 | -0.39486 | 348449 | 241007 | 861792 | 744593 | 20 | 20 | 20
8.17 | 8091.99 | -0.39516 | 348488 | 241075.5 | 861727 | 745090 | 8.17 | 8091.99 | -0.39516 | 348488 | 241075 | 861727 | 745090 | 20 | 20 | 20
8.18 | 8098.9 | -0.3955 | 348538 | 241170.5 | 861682 | 745826 | 8.18 | 8098.9 | -0.3955 | 348538 | 241171 | 861682 | 745826 | 20 | 20 | 20
8.19 | 8106.84 | -0.3959 | 348587 | 241281 | 861580 | 746660 | 8.19 | 8106.84 | -0.3959 | 348587 | 241281 | 861580 | 746660 | 20 | 20 | 20
8.2 | 8115.53 | -0.39636 | 348642 | 241416 | 861500 | 747622 | 8.2 | 8115.53 | -0.39636 | 348642 | 241416 | 861500 | 747622 | 20 | 20 | 20
8.21 | 8125.37 | -0.39687 | 348707 | 241617 | 861420 | 748774 | 8.21 | 8125.37 | -0.39687 | 348707 | 241617 | 861420 | 748774 | 20 | 20 | 20
8.22 | 8133.97 | -0.39745 | 348784 | 241879 | 861325 | 750034 | 8.22 | 8133.97 | -0.39745 | 348784 | 241879 | 861325 | 750034 | 20 | 20 | 20
8.23 | 8143.54 | -0.39809 | 348866 | 242200 | 861275 | 751266 | 8.23 | 8143.54 | -0.39809 | 348866 | 242200 | 861275 | 751266 | 20 | 20 | 20
8.24 | 8152.25 | -0.39881 | 348944 | 242552 | 861158 | 752468 | 8.24 | 8152.25 | -0.39881 | 348944 | 242552 | 861158 | 752468 | 20 | 20 | 20
8.25 | 8161.4 | -0.39958 | 349032 | 242942.5 | 860999 | 753765 | 8.25 | 8161.4 | -0.39958 | 349032 | 242943 | 860999 | 753765 | 20 | 20 | 20
8.26 | 8171.51 | -0.40042 | 349132 | 243348.5 | 860877 | 755157 | 8.26 | 8171.51 | -0.40042 | 349132 | 243349 | 860877 | 755157 | 20 | 20 | 20
8.27 | 8182.3 | -0.40132 | 349234 | 243768.5 | 860724 | 756661 | 8.27 | 8182.3 | -0.40132 | 349234 | 243768 | 860724 | 756661 | 20 | 20 | 20
8.28 | 8194.35 | -0.40227 | 349354 | 244216.5 | 860565 | 758348 | 8.28 | 8194.35 | -0.40227 | 349354 | 244216 | 860565 | 758348 | 20 | 20 | 20
8.2901 | 8206.86 | -0.40327 | 349494 | 244694.5 | 860420 | 760168 | 8.2901 | 8206.86 | -0.40327 | 349494 | 244695 | 860420 | 760168 | 20 | 20 | 20
8.3001 | 8219.68 | -0.40434 | 349632 | 245203 | 860267 | 762007 | 8.3001 | 8219.68 | -0.40434 | 349632 | 245203 | 860267 | 762007 | 20 | 20 | 20
8.3101 | 8232.66 | -0.40546 | 349778 | 245751 | 860143 | 763887 | 8.3101 | 8232.66 | -0.40546 | 349778 | 245751 | 860143 | 763887 | 20 | 20 | 20
8.32 | 8244.98 | -0.40663 | 349921 | 246329 | 859965 | 765719 | 8.32 | 8244.98 | -0.40663 | 349921 | 246329 | 859965 | 765719 | 20 | 20 | 20
8.33 | 8258.17 | -0.40785 | 350063 | 246931.5 | 859780 | 767531 | 8.33 | 8258.17 | -0.40785 | 350063 | 246932 | 859780 | 767531 | 20 | 20 | 20
8.34 | 8271.4 | -0.40912 | 350200 | 247555 | 859614 | 769366 | 8.34 | 8271.4 | -0.40912 | 350200 | 247555 | 859614 | 769366 | 20 | 20 | 20
8.35 | 8285.01 | -0.41042 | 350357 | 248196.5 | 859432 | 771232 | 8.35 | 8285.01 | -0.41042 | 350357 | 248197 | 859432 | 771232 | 20 | 20 | 20
8.36 | 8299.64 | -0.41175 | 350540 | 248850.5 | 859286 | 773089 | 8.36 | 8299.64 | -0.41175 | 350540 | 248851 | 859286 | 773089 | 20 | 20 | 20
8.37 | 8313.85 | -0.41311 | 350706 | 249509.5 | 859115 | 774918 | 8.37 | 8313.85 | -0.41311 | 350706 | 249510 | 859115 | 774918 | 20 | 20 | 20
8.38 | 8329.08 | -0.41449 | 350858 | 250175 | 858873 | 776750 | 8.38 | 8329.08 | -0.41449 | 350858 | 250175 | 858873 | 776750 | 20 | 20 | 20
8.39 | 8343.42 | -0.41588 | 350993 | 250849.5 | 858611 | 778464 | 8.39 | 8343.42 | -0.41588 | 350993 | 250850 | 858611 | 778464 | 20 | 20 | 20
8.4 | 8357.89 | -0.41729 | 351157 | 251531.5 | 858428 | 780178 | 8.4 | 8357.89 | -0.41729 | 351157 | 251532 | 858428 | 780178 | 20 | 20 | 20
8.41 | 8372.2 | -0.4187 | 351334 | 252213 | 858237 | 781825 | 8.41 | 8372.2 | -0.4187 | 351334 | 252213 | 858237 | 781825 | 20 | 20 | 20
8.42 | 8386.97 | -0.42011 | 351520 | 252899 | 858078 | 783507 | 8.42 | 8386.97 | -0.42011 | 351520 | 252899 | 858078 | 783507 | 20 | 20 | 20
8.43 | 8401.11 | -0.42151 | 351667 | 253576 | 857850 | 785101 | 8.43 | 8401.11 | -0.42151 | 351667 | 253576 | 857850 | 785101 | 20 | 20 | 20
8.44 | 8415.66 | -0.42289 | 351784 | 254233 | 857507 | 786565 | 8.44 | 8415.66 | -0.42289 | 351784 | 254233 | 857507 | 786565 | 20 | 20 | 20
8.45 | 8429.55 | -0.42427 | 351920 | 254884 | 857232 | 788017 | 8.45 | 8429.55 | -0.42427 | 351920 | 254884 | 857232 | 788017 | 20 | 20 | 20
8.46 | 8443.18 | -0.42561 | 352064 | 255522.5 | 857019 | 789473 | 8.46 | 8443.18 | -0.42561 | 352064 | 255523 | 857019 | 789473 | 20 | 20 | 20
8.47 | 8456.16 | -0.42694 | 352199 | 256142.5 | 856764 | 790833 | 8.47 | 8456.16 | -0.42694 | 352199 | 256142 | 856764 | 790833 | 20 | 20 | 20
8.48 | 8469.36 | -0.42823 | 352334 | 256744 | 856500 | 792157 | 8.48 | 8469.36 | -0.42823 | 352334 | 256744 | 856500 | 792157 | 20 | 20 | 20
8.49 | 8481.76 | -0.42948 | 352478 | 257333.5 | 856308 | 793457 | 8.49 | 8481.76 | -0.42948 | 352478 | 257333 | 856308 | 793457 | 20 | 20 | 20
8.5 | 8494.66 | -0.4307 | 352601 | 257910 | 856071 | 794762 | 8.5 | 8494.66 | -0.4307 | 352601 | 257910 | 856071 | 794762 | 20 | 20 | 20
8.51 | 8506.58 | -0.43188 | 352715 | 258466 | 855782 | 795985 | 8.51 | 8506.58 | -0.43188 | 352715 | 258466 | 855782 | 795985 | 20 | 20 | 20
8.52 | 8518.87 | -0.43301 | 352838 | 259002 | 855559 | 797164 | 8.52 | 8518.87 | -0.43301 | 352838 | 259002 | 855559 | 797164 | 20 | 20 | 20
8.53 | 8529.91 | -0.4341 | 352969 | 259515 | 855393 | 798294 | 8.53 | 8529.91 | -0.4341 | 352969 | 259515 | 855393 | 798294 | 20 | 20 | 20
8.5401 | 8540.81 | -0.43514 | 353093 | 260000 | 855183 | 799308 | 8.5401 | 8540.81 | -0.43514 | 353093 | 260000 | 855183 | 799308 | 20 | 20 | 20
8.5501 | 8551.27 | -0.43613 | 353197 | 260454.5 | 854924 | 800211 | 8.5501 | 8551.27 | -0.43613 | 353197 | 260455 | 854924 | 800211 | 20 | 20 | 20
8.5601 | 8561.13 | -0.43707 | 353299 | 260884 | 854734 | 801048 | 8.5601 | 8561.13 | -0.43707 | 353299 | 260884 | 854734 | 801048 | 20 | 20 | 20
8.5701 | 8571.28 | -0.43797 | 353395 | 261290 | 854532 | 801890 | 8.5701 | 8571.28 | -0.43797 | 353395 | 261290 | 854532 | 801890 | 20 | 20 | 20
8.58 | 8580.39 | -0.43881 | 353480 | 261668 | 854320 | 802629 | 8.58 | 8580.39 | -0.43881 | 353480 | 261668 | 854320 | 802629 | 20 | 20 | 20
8.59 | 8589.15 | -0.4396 | 353571 | 262027.5 | 854141 | 803349 | 8.59 | 8589.15 | -0.4396 | 353571 | 262027 | 854141 | 803349 | 20 | 20 | 20
8.6 | 8598.01 | -0.44035 | 353661 | 262365.5 | 853996 | 804025 | 8.6 | 8598.01 | -0.44035 | 353661 | 262365 | 853996 | 804025 | 20 | 20 | 20
8.61 | 8606.12 | -0.44105 | 353743 | 262679.5 | 853831 | 804674 | 8.61 | 8606.12 | -0.44105 | 353743 | 262680 | 853831 | 804674 | 20 | 20 | 20
8.62 | 8614.29 | -0.44171 | 353821 | 262971.5 | 853694 | 805258 | 8.62 | 8614.29 | -0.44171 | 353821 | 262972 | 853694 | 805258 | 20 | 20 | 20
8.63 | 8621.6 | -0.44232 | 353888 | 263244 | 853549 | 805794 | 8.63 | 8621.6 | -0.44232 | 353888 | 263244 | 853549 | 805794 | 20 | 20 | 20
8.64 | 8628.76 | -0.4429 | 353950 | 263495.5 | 853402 | 806278 | 8.64 | 8628.76 | -0.4429 | 353950 | 263496 | 853402 | 806278 | 20 | 20 | 20
8.65 | 8635.79 | -0.44344 | 354008 | 263730 | 853298 | 806755 | 8.65 | 8635.79 | -0.44344 | 354008 | 263730 | 853298 | 806755 | 20 | 20 | 20
8.66 | 8642.52 | -0.44394 | 354062 | 263948.5 | 853187 | 807223 | 8.66 | 8642.52 | -0.44394 | 354062 | 263949 | 853187 | 807223 | 20 | 20 | 20
8.67 | 8648.8 | -0.44442 | 354115 | 264155 | 853083 | 807650 | 8.67 | 8648.8 | -0.44442 | 354115 | 264155 | 853083 | 807650 | 20 | 20 | 20
8.68 | 8655.33 | -0.44487 | 354170 | 264350 | 852973 | 808102 | 8.68 | 8655.33 | -0.44487 | 354170 | 264350 | 852973 | 808102 | 20 | 20 | 20
8.69 | 8661.63 | -0.4453 | 354224 | 264535.5 | 852899 | 808543 | 8.69 | 8661.63 | -0.4453 | 354224 | 264535 | 852899 | 808543 | 20 | 20 | 20
8.7 | 8667.72 | -0.44571 | 354282 | 264715 | 852740 | 808961 | 8.7 | 8667.72 | -0.44571 | 354282 | 264715 | 852740 | 808961 | 20 | 20 | 20
8.71 | 8673.55 | -0.44611 | 354342 | 264888.5 | 852561 | 809395 | 8.71 | 8673.55 | -0.44611 | 354342 | 264888 | 852561 | 809395 | 20 | 20 | 20
8.72 | 8679.35 | -0.44649 | 354399 | 265057.5 | 852395 | 809780 | 8.72 | 8679.35 | -0.44649 | 354399 | 265058 | 852395 | 809780 | 20 | 20 | 20
8.73 | 8685.29 | -0.44688 | 354456 | 265225.5 | 852227 | 810211 | 8.73 | 8685.29 | -0.44688 | 354456 | 265226 | 852227 | 810211 | 20 | 20 | 20
8.74 | 8691.3 | -0.44725 | 354515 | 265393 | 852075 | 810651 | 8.74 | 8691.3 | -0.44725 | 354515 | 265393 | 852075 | 810651 | 20 | 20 | 20
8.75 | 8697.62 | -0.44764 | 354578 | 265562 | 851933 | 811108 | 8.75 | 8697.62 | -0.44764 | 354578 | 265562 | 851933 | 811108 | 20 | 20 | 20
8.76 | 8703.59 | -0.44803 | 354646 | 265734.5 | 851776 | 811494 | 8.76 | 8703.59 | -0.44803 | 354646 | 265734 | 851776 | 811494 | 20 | 20 | 20
8.77 | 8709.89 | -0.44843 | 354715 | 265917 | 851640 | 812005 | 8.77 | 8709.89 | -0.44843 | 354715 | 265917 | 851640 | 812005 | 20 | 20 | 20
8.78 | 8715.98 | -0.44884 | 354782 | 266102.5 | 851479 | 812446 | 8.78 | 8715.98 | -0.44884 | 354782 | 266103 | 851479 | 812446 | 20 | 20 | 20
8.7901 | 8722.88 | -0.44928 | 354851 | 266300 | 851316 | 812866 | 8.7901 | 8722.88 | -0.44928 | 354851 | 266300 | 851316 | 812866 | 20 | 20 | 20
8.8001 | 8729.63 | -0.44974 | 354925 | 266513.5 | 851148 | 813408 | 8.8001 | 8729.63 | -0.44974 | 354925 | 266514 | 851148 | 813408 | 20 | 20 | 20
8.8101 | 8736.45 | -0.45022 | 354998 | 266737.5 | 850943 | 813953 | 8.8101 | 8736.45 | -0.45022 | 354998 | 266738 | 850943 | 813953 | 20 | 20 | 20
8.8201 | 8743.76 | -0.45073 | 355078 | 266976 | 850743 | 814508 | 8.8201 | 8743.76 | -0.45073 | 355078 | 266976 | 850743 | 814508 | 20 | 20 | 20
8.83 | 8751.1 | -0.45127 | 355162 | 267225 | 850523 | 815112 | 8.83 | 8751.1 | -0.45127 | 355162 | 267225 | 850523 | 815112 | 20 | 20 | 20
8.84 | 8758.84 | -0.45184 | 355254 | 267491.5 | 850297 | 815692 | 8.84 | 8758.84 | -0.45184 | 355254 | 267491 | 850297 | 815692 | 20 | 20 | 20
8.85 | 8767.09 | -0.45245 | 355355 | 267777.5 | 850075 | 816316 | 8.85 | 8767.09 | -0.45245 | 355355 | 267777 | 850075 | 816316 | 20 | 20 | 20
8.86 | 8775.36 | -0.4531 | 355464 | 268082.5 | 849837 | 817040 | 8.86 | 8775.36 | -0.4531 | 355464 | 268083 | 849837 | 817040 | 20 | 20 | 20
8.87 | 8783.75 | -0.45379 | 355583 | 268406.5 | 849571 | 817750 | 8.87 | 8783.75 | -0.45379 | 355583 | 268406 | 849571 | 817750 | 20 | 20 | 20
8.88 | 8792.36 | -0.45452 | 355716 | 268753 | 849294 | 818477 | 8.88 | 8792.36 | -0.45452 | 355716 | 268753 | 849294 | 818477 | 20 | 20 | 20
8.89 | 8801.29 | -0.45529 | 355865 | 269115.5 | 848899 | 819216 | 8.89 | 8801.29 | -0.45529 | 355865 | 269116 | 848899 | 819216 | 20 | 20 | 20
8.9 | 8811.03 | -0.4561 | 356038 | 269496 | 848402 | 820008 | 8.9 | 8811.03 | -0.4561 | 356038 | 269496 | 848402 | 820008 | 20 | 20 | 20
8.91 | 8820.52 | -0.45695 | 356232 | 269895.5 | 847879 | 820781 | 8.91 | 8820.52 | -0.45695 | 356232 | 269895 | 847879 | 820781 | 20 | 20 | 20
8.92 | 8830.61 | -0.45785 | 356437 | 270312.5 | 847380 | 821570 | 8.92 | 8830.61 | -0.45785 | 356437 | 270313 | 847380 | 821570 | 20 | 20 | 20
8.93 | 8840.99 | -0.45878 | 356662 | 270748 | 846913 | 822401 | 8.93 | 8840.99 | -0.45878 | 356662 | 270748 | 846913 | 822401 | 20 | 20 | 20
8.94 | 8852.35 | -0.45976 | 356907 | 271204 | 846529 | 823368 | 8.94 | 8852.35 | -0.45976 | 356907 | 271204 | 846529 | 823368 | 20 | 20 | 20
8.95 | 8862.86 | -0.46077 | 357160 | 271677 | 846198 | 824250 | 8.95 | 8862.86 | -0.46077 | 357160 | 271677 | 846198 | 824250 | 20 | 20 | 20
8.96 | 8874.22 | -0.46182 | 357436 | 272170 | 845831 | 825174 | 8.96 | 8874.22 | -0.46182 | 357436 | 272170 | 845831 | 825174 | 20 | 20 | 20
8.97 | 8885.5 | -0.46291 | 357747 | 272681 | 845466 | 826166 | 8.97 | 8885.5 | -0.46291 | 357747 | 272681 | 845466 | 826166 | 20 | 20 | 20
8.98 | 8897.65 | -0.46403 | 358082 | 273207.5 | 845047 | 827130 | 8.98 | 8897.65 | -0.46403 | 358082 | 273208 | 845047 | 827130 | 20 | 20 | 20
8.99 | 8909.69 | -0.46518 | 358451 | 273750 | 844628 | 828113 | 8.99 | 8909.69 | -0.46518 | 358451 | 273750 | 844628 | 828113 | 20 | 20 | 20
9 | 8921.97 | -0.46636 | 358862 | 274302 | 844190 | 829018 | 9 | 8921.97 | -0.46636 | 358862 | 274302 | 844190 | 829018 | 20 | 20 | 20
9.01 | 8934.42 | -0.46757 | 359297 | 274866.5 | 843652 | 829953 | 9.01 | 8934.42 | -0.46757 | 359297 | 274867 | 843652 | 829953 | 20 | 20 | 20
9.02 | 8946.73 | -0.4688 | 359777 | 275439.5 | 843112 | 830886 | 9.02 | 8946.73 | -0.4688 | 359777 | 275440 | 843112 | 830886 | 20 | 20 | 20
9.03 | 8958.78 | -0.47005 | 360316 | 276019.5 | 842569 | 831817 | 9.03 | 8958.78 | -0.47005 | 360316 | 276020 | 842569 | 831817 | 20 | 20 | 20
9.04 | 8971.8 | -0.47132 | 360922 | 276610 | 842037 | 832817 | 9.04 | 8971.8 | -0.47132 | 360922 | 276610 | 842037 | 832817 | 20 | 20 | 20
9.0501 | 8984.03 | -0.4726 | 361577 | 277208 | 841472 | 833779 | 9.0501 | 8984.03 | -0.4726 | 361577 | 277208 | 841472 | 833779 | 20 | 20 | 20
9.0601 | 8997.56 | -0.47389 | 362249 | 277806.5 | 840859 | 834746 | 9.0601 | 8997.56 | -0.47389 | 362249 | 277806 | 840859 | 834746 | 20 | 20 | 20
9.0701 | 9009.44 | -0.47519 | 362937 | 278405 | 840200 | 835714 | 9.0701 | 9009.44 | -0.47519 | 362937 | 278405 | 840200 | 835714 | 20 | 20 | 20
9.08 | 9022.02 | -0.47648 | 363668 | 279005 | 839523 | 836655 | 9.08 | 9022.02 | -0.47648 | 363668 | 279005 | 839523 | 836655 | 20 | 20 | 20
9.09 | 9034.1 | -0.47778 | 364465 | 279604 | 838863 | 837573 | 9.09 | 9034.1 | -0.47778 | 364465 | 279604 | 838863 | 837573 | 20 | 20 | 20
9.1 | 9046.63 | -0.47908 | 365315 | 280204 | 838101 | 838519 | 9.1 | 9046.63 | -0.47908 | 365315 | 280204 | 838101 | 838519 | 20 | 20 | 20
9.11 | 9058.82 | -0.48037 | 366208 | 280799.5 | 837241 | 839448 | 9.11 | 9058.82 | -0.48037 | 366208 | 280799 | 837241 | 839448 | 20 | 20 | 20
9.12 | 9070.21 | -0.48165 | 367093 | 281391 | 836347 | 840382 | 9.12 | 9070.21 | -0.48165 | 367093 | 281391 | 836347 | 840382 | 20 | 20 | 20
9.13 | 9081.77 | -0.48293 | 367977 | 281968 | 835342 | 841202 | 9.13 | 9081.77 | -0.48293 | 367977 | 281968 | 835342 | 841202 | 20 | 20 | 20
9.14 | 9094.6 | -0.48419 | 368891 | 282538 | 834270 | 842016 | 9.14 | 9094.6 | -0.48419 | 368891 | 282538 | 834270 | 842016 | 20 | 20 | 20
9.15 | 9105.68 | -0.48544 | 369846 | 283101 | 833340 | 842841 | 9.15 | 9105.68 | -0.48544 | 369846 | 283101 | 833340 | 842841 | 20 | 20 | 20
9.16 | 9116.63 | -0.48667 | 370800 | 283651.5 | 832466 | 843655 | 9.16 | 9116.63 | -0.48667 | 370800 | 283651 | 832466 | 843655 | 20 | 20 | 20
9.17 | 9127.37 | -0.48789 | 371736 | 284183 | 831603 | 844372 | 9.17 | 9127.37 | -0.48789 | 371736 | 284183 | 831603 | 844372 | 20 | 20 | 20
9.18 | 9138.39 | -0.48908 | 372646 | 284705 | 830877 | 845132 | 9.18 | 9138.39 | -0.48908 | 372646 | 284705 | 830877 | 845132 | 20 | 20 | 20
9.19 | 9149.58 | -0.49026 | 373524 | 285208.5 | 830165 | 845702 | 9.19 | 9149.58 | -0.49026 | 373524 | 285209 | 830165 | 845702 | 20 | 20 | 20
9.2 | 9160.39 | -0.49141 | 374381 | 285700.5 | 829416 | 846451 | 9.2 | 9160.39 | -0.49141 | 374381 | 285700 | 829416 | 846451 | 20 | 20 | 20
9.21 | 9171.1 | -0.49254 | 375224 | 286176 | 828647 | 847099 | 9.21 | 9171.1 | -0.49254 | 375224 | 286176 | 828647 | 847099 | 20 | 20 | 20
9.22 | 9181.4 | -0.49365 | 376057 | 286642 | 827985 | 847860 | 9.22 | 9181.4 | -0.49365 | 376057 | 286642 | 827985 | 847860 | 20 | 20 | 20
9.23 | 9191.65 | -0.49474 | 376878 | 287096.5 | 827368 | 848525 | 9.23 | 9191.65 | -0.49474 | 376878 | 287096 | 827368 | 848525 | 20 | 20 | 20
9.24 | 9200.49 | -0.4958 | 377685 | 287534 | 826689 | 849012 | 9.24 | 9200.49 | -0.4958 | 377685 | 287534 | 826689 | 849012 | 20 | 20 | 20
9.25 | 9210.84 | -0.49684 | 378471 | 287957 | 826040 | 849679 | 9.25 | 9210.84 | -0.49684 | 378471 | 287957 | 826040 | 849679 | 20 | 20 | 20
9.26 | 9220.52 | -0.49785 | 379224 | 288364 | 825560 | 850365 | 9.26 | 9220.52 | -0.49785 | 379224 | 288364 | 825560 | 850365 | 20 | 20 | 20
9.27 | 9229.45 | -0.49883 | 379937 | 288753.5 | 825113 | 850899 | 9.27 | 9229.45 | -0.49883 | 379937 | 288754 | 825113 | 850899 | 20 | 20 | 20
9.28 | 9239.26 | -0.49979 | 380611 | 289130 | 824635 | 851525 | 9.28 | 9239.26 | -0.49979 | 380611 | 289130 | 824635 | 851525 | 20 | 20 | 20
9.29 | 9248.69 | -0.50073 | 381254 | 289493 | 824202 | 852140 | 9.29 | 9248.69 | -0.50073 | 381254 | 289493 | 824202 | 852140 | 20 | 20 | 20
9.3001 | 9257.37 | -0.50164 | 381871 | 289841.5 | 823773 | 852723 | 9.3001 | 9257.37 | -0.50164 | 381871 | 289841 | 823773 | 852723 | 20 | 20 | 20
9.3101 | 9266.07 | -0.50253 | 382459 | 290178 | 823380 | 853251 | 9.3101 | 9266.07 | -0.50253 | 382459 | 290178 | 823380 | 853251 | 20 | 20 | 20
9.3201 | 9274.05 | -0.5034 | 383023 | 290502 | 823038 | 853649 | 9.3201 | 9274.05 | -0.5034 | 383023 | 290502 | 823038 | 853649 | 20 | 20 | 20
9.33 | 9282.1 | -0.50425 | 383571 | 290817 | 822615 | 854249 | 9.33 | 9282.1 | -0.50425 | 383571 | 290817 | 822615 | 854249 | 20 | 20 | 20
9.34 | 9290.19 | -0.50507 | 384104 | 291114 | 822329 | 854723 | 9.34 | 9290.19 | -0.50507 | 384104 | 291114 | 822329 | 854723 | 20 | 20 | 20
9.35 | 9298.94 | -0.50587 | 384621 | 291401.5 | 821996 | 855146 | 9.35 | 9298.94 | -0.50587 | 384621 | 291402 | 821996 | 855146 | 20 | 20 | 20
9.36 | 9307.13 | -0.50666 | 385120 | 291684 | 821653 | 855734 | 9.36 | 9307.13 | -0.50666 | 385120 | 291684 | 821653 | 855734 | 20 | 20 | 20
9.37 | 9315.72 | -0.50744 | 385600 | 291950.5 | 821368 | 856128 | 9.37 | 9315.72 | -0.50744 | 385600 | 291951 | 821368 | 856128 | 20 | 20 | 20
9.38 | 9323.88 | -0.50819 | 386064 | 292211.5 | 821082 | 856557 | 9.38 | 9323.88 | -0.50819 | 386064 | 292211 | 821082 | 856557 | 20 | 20 | 20
9.39 | 9331.48 | -0.50894 | 386506 | 292464 | 820811 | 856945 | 9.39 | 9331.48 | -0.50894 | 386506 | 292464 | 820811 | 856945 | 20 | 20 | 20
9.4 | 9338.71 | -0.50968 | 386938 | 292711.5 | 820538 | 857351 | 9.4 | 9338.71 | -0.50968 | 386938 | 292712 | 820538 | 857351 | 20 | 20 | 20
9.41 | 9346.2 | -0.51041 | 387354 | 292954 | 820204 | 857812 | 9.41 | 9346.2 | -0.51041 | 387354 | 292954 | 820204 | 857812 | 20 | 20 | 20
9.42 | 9354.04 | -0.51113 | 387761 | 293191 | 819979 | 858211 | 9.42 | 9354.04 | -0.51113 | 387761 | 293191 | 819979 | 858211 | 20 | 20 | 20
9.43 | 9361.67 | -0.51185 | 388162 | 293425.5 | 819715 | 858532 | 9.43 | 9361.67 | -0.51185 | 388162 | 293425 | 819715 | 858532 | 20 | 20 | 20
9.44 | 9367.92 | -0.51257 | 388555 | 293656.5 | 819408 | 858928 | 9.44 | 9367.92 | -0.51257 | 388555 | 293656 | 819408 | 858928 | 20 | 20 | 20
9.45 | 9377.35 | -0.51329 | 388948 | 293888 | 819190 | 859358 | 9.45 | 9377.35 | -0.51329 | 388948 | 293888 | 819190 | 859358 | 20 | 20 | 20
9.46 | 9384.14 | -0.51401 | 389340 | 294117.5 | 818919 | 859753 | 9.46 | 9384.14 | -0.51401 | 389340 | 294117 | 818919 | 859753 | 20 | 20 | 20
9.47 | 9390.8 | -0.51474 | 389726 | 294346 | 818682 | 860139 | 9.47 | 9390.8 | -0.51474 | 389726 | 294346 | 818682 | 860139 | 20 | 20 | 20
9.48 | 9398.76 | -0.51547 | 390112 | 294578.5 | 818504 | 860554 | 9.48 | 9398.76 | -0.51547 | 390112 | 294579 | 818504 | 860554 | 20 | 20 | 20
9.49 | 9405.55 | -0.51621 | 390491 | 294809.5 | 818214 | 860945 | 9.49 | 9405.55 | -0.51621 | 390491 | 294809 | 818214 | 860945 | 20 | 20 | 20
9.5 | 9414.07 | -0.51697 | 390874 | 295042.5 | 817892 | 861366 | 9.5 | 9414.07 | -0.51697 | 390874 | 295043 | 817892 | 861366 | 20 | 20 | 20
9.51 | 9422.51 | -0.51773 | 391257 | 295280 | 817635 | 861863 | 9.51 | 9422.51 | -0.51773 | 391257 | 295280 | 817635 | 861863 | 20 | 20 | 20
9.52 | 9429.35 | -0.51851 | 391643 | 295518 | 817403 | 862213 | 9.52 | 9429.35 | -0.51851 | 391643 | 295518 | 817403 | 862213 | 20 | 20 | 20
9.53 | 9437.54 | -0.5193 | 392029 | 295759 | 817104 | 862664 | 9.53 | 9437.54 | -0.5193 | 392029 | 295759 | 817104 | 862664 | 20 | 20 | 20
9.54 | 9446.15 | -0.52011 | 392412 | 295998.5 | 816799 | 863035 | 9.54 | 9446.15 | -0.52011 | 392412 | 295998 | 816799 | 863035 | 20 | 20 | 20
9.5501 | 9453.12 | -0.52094 | 392772 | 296238 | 816518 | 863288 | 9.5501 | 9453.12 | -0.52094 | 392772 | 296238 | 816518 | 863288 | 20 | 20 | 20
9.5601 | 9460.33 | -0.52179 | 393135 | 296484 | 816231 | 863685 | 9.5601 | 9460.33 | -0.52179 | 393135 | 296484 | 816231 | 863685 | 20 | 20 | 20
9.5701 | 9468.97 | -0.52266 | 393499 | 296732 | 815865 | 864156 | 9.5701 | 9468.97 | -0.52266 | 393499 | 296732 | 815865 | 864156 | 20 | 20 | 20
9.58 | 9475.78 | -0.52356 | 393860 | 296979.5 | 815644 | 864383 | 9.58 | 9475.78 | -0.52356 | 393860 | 296980 | 815644 | 864383 | 20 | 20 | 20
9.59 | 9486.18 | -0.52447 | 394191 | 297239.5 | 815240 | 864767 | 9.59 | 9486.18 | -0.52447 | 394191 | 297239 | 815240 | 864767 | 20 | 20 | 20
9.6 | 9493.17 | -0.52541 | 394506 | 297501.5 | 814835 | 865124 | 9.6 | 9493.17 | -0.52541 | 394506 | 297502 | 814835 | 865124 | 20 | 20 | 20
9.61 | 9500.21 | -0.52638 | 394835 | 297765.5 | 814524 | 865254 | 9.61 | 9500.21 | -0.52638 | 394835 | 297766 | 814524 | 865254 | 20 | 20 | 20
9.62 | 9508.08 | -0.52737 | 395161 | 298031 | 814117 | 865449 | 9.62 | 9508.08 | -0.52737 | 395161 | 298031 | 814117 | 865449 | 20 | 20 | 20
9.63 | 9515.05 | -0.52839 | 395492 | 298296.5 | 813712 | 865603 | 9.63 | 9515.05 | -0.52839 | 395492 | 298296 | 813712 | 865603 | 20 | 20 | 20
9.64 | 9523.17 | -0.52943 | 395829 | 298564 | 813370 | 865723 | 9.64 | 9523.17 | -0.52943 | 395829 | 298564 | 813370 | 865723 | 20 | 20 | 20
9.65 | 9529.71 | -0.5305 | 396172 | 298826 | 812972 | 865482 | 9.65 | 9529.71 | -0.5305 | 396172 | 298826 | 812972 | 865482 | 20 | 20 | 20
9.66 | 9538.16 | -0.5316 | 396522 | 299088.5 | 812567 | 865349 | 9.66 | 9538.16 | -0.5316 | 396522 | 299089 | 812567 | 865349 | 20 | 20 | 20
9.67 | 9544.66 | -0.53273 | 396880 | 299346.5 | 812170 | 865164 | 9.67 | 9544.66 | -0.53273 | 396880 | 299346 | 812170 | 865164 | 20 | 20 | 20
9.68 | 9550.37 | -0.5339 | 397240 | 299601.5 | 811818 | 864944 | 9.68 | 9550.37 | -0.5339 | 397240 | 299602 | 811818 | 864944 | 20 | 20 | 20
9.69 | 9556.36 | -0.53509 | 397599 | 299849 | 811394 | 864431 | 9.69 | 9556.36 | -0.53509 | 397599 | 299849 | 811394 | 864431 | 20 | 20 | 20
9.7 | 9563.03 | -0.53632 | 397957 | 300094 | 811018 | 863844 | 9.7 | 9563.03 | -0.53632 | 397957 | 300094 | 811018 | 863844 | 20 | 20 | 20
9.71 | 9571.38 | -0.53758 | 398324 | 300333 | 810603 | 863169 | 9.71 | 9571.38 | -0.53758 | 398324 | 300333 | 810603 | 863169 | 20 | 20 | 20
9.72 | 9578.45 | -0.53888 | 398695 | 300573.5 | 810313 | 862897 | 9.72 | 9578.45 | -0.53888 | 398695 | 300574 | 810313 | 862897 | 20 | 20 | 20
9.73 | 9586.43 | -0.54022 | 399075 | 300805 | 809898 | 862258 | 9.73 | 9586.43 | -0.54022 | 399075 | 300805 | 809898 | 862258 | 20 | 20 | 20
9.74 | 9590.21 | -0.54161 | 399460 | 301042 | 809437 | 861677 | 9.74 | 9590.21 | -0.54161 | 399460 | 301042 | 809437 | 861677 | 20 | 20 | 20
9.75 | 9600.69 | -0.54304 | 399855 | 301284 | 808966 | 861458 | 9.75 | 9600.69 | -0.54304 | 399855 | 301284 | 808966 | 861458 | 20 | 20 | 20
9.76 | 9609.21 | -0.54453 | 400264 | 301526 | 808614 | 861223 | 9.76 | 9609.21 | -0.54453 | 400264 | 301526 | 808614 | 861223 | 20 | 20 | 20
9.77 | 9614.36 | -0.54607 | 400694 | 301755.5 | 808101 | 860578 | 9.77 | 9614.36 | -0.54607 | 400694 | 301756 | 808101 | 860578 | 20 | 20 | 20
9.78 | 9624.56 | -0.54766 | 401160 | 301994 | 807559 | 859883 | 9.78 | 9624.56 | -0.54766 | 401160 | 301994 | 807559 | 859883 | 20 | 20 | 20
9.79 | 9624.48 | -0.54931 | 401633 | 302241.5 | 807021 | 859532 | 9.79 | 9624.48 | -0.54931 | 401633 | 302241 | 807021 | 859532 | 20 | 20 | 20
9.8 | 9631.25 | -0.551 | 402103 | 302488.5 | 806714 | 859030 | 9.8 | 9631.25 | -0.551 | 402103 | 302489 | 806714 | 859030 | 20 | 20 | 20
9.8101 | 9630.51 | -0.55275 | 402568 | 302729.5 | 806117 | 858127 | 9.8101 | 9630.51 | -0.55275 | 402568 | 302730 | 806117 | 858127 | 20 | 20 | 20
9.8201 | 9637.17 | -0.55453 | 403004 | 302948 | 805517 | 857317 | 9.8201 | 9637.17 | -0.55453 | 403004 | 302948 | 805517 | 857317 | 20 | 20 | 20
9.83 | 9637.49 | -0.55635 | 403444 | 303142 | 805078 | 856759 | 9.83 | 9637.49 | -0.55635 | 403444 | 303142 | 805078 | 856759 | 20 | 20 | 20
9.84 | 9637.88 | -0.55822 | 403882 | 303297 | 804233 | 855381 | 9.84 | 9637.88 | -0.55822 | 403882 | 303297 | 804233 | 855381 | 20 | 20 | 20
9.85 | 9629.58 | -0.5601 | 404296 | 303429 | 803968 | 853517 | 9.85 | 9629.58 | -0.5601 | 404296 | 303429 | 803968 | 853517 | 20 | 20 | 20
9.86 | 9625.79 | -0.56202 | 404688 | 303531 | 803265 | 851054 | 9.86 | 9625.79 | -0.56202 | 404688 | 303531 | 803265 | 851054 | 20 | 20 | 20
9.87 | 9608.16 | -0.56398 | 405051 | 303581.5 | 802631 | 847247 | 9.87 | 9608.16 | -0.56398 | 405051 | 303582 | 802631 | 847247 | 20 | 20 | 20
9.88 | 9544.06 | -0.56595 | 405382 | 303582 | 801617 | 840401 | 9.88 | 9544.06 | -0.56595 | 405382 | 303582 | 801617 | 840401 | 20 | 20 | 20
9.89 | 9487.82 | -0.5679 | 405694 | 303571.5 | 798642 | 830757 | 9.89 | 9487.82 | -0.5679 | 405694 | 303571 | 798642 | 830757 | 20 | 20 | 20
9.9 | 9453.68 | -0.56989 | 405913 | 303590.5 | 786576 | 820761 | 9.9 | 9453.68 | -0.56989 | 405913 | 303591 | 786576 | 820761 | 20 | 20 | 20
9.91 | 9405.38 | -0.57212 | 406067 | 303487 | 775436 | 810928 | 9.91 | 9405.38 | -0.57212 | 406067 | 303487 | 775436 | 810928 | 20 | 20 | 20
9.92 | 9340.04 | -0.57461 | 406305 | 303306.5 | 776660 | 806078 | 9.92 | 9340.04 | -0.57461 | 406305 | 303306 | 776660 | 806078 | 20 | 20 | 20
9.93 | 9325.86 | -0.57735 | 406587 | 303276.5 | 773131 | 802313 | 9.93 | 9325.86 | -0.57735 | 406587 | 303276 | 773131 | 802313 | 20 | 20 | 20
9.94 | 9324.77 | -0.58039 | 406888 | 303311 | 771187 | 796648 | 9.94 | 9324.77 | -0.58039 | 406888 | 303311 | 771187 | 796648 | 20 | 20 | 20
9.95 | 9290.71 | -0.5837 | 407233 | 303349.5 | 774303 | 790343 | 9.95 | 9290.71 | -0.5837 | 407233 | 303349 | 774303 | 790343 | 20 | 20 | 20
9.96 | 9324.77 | -0.58732 | 407624 | 303418.5 | 774825 | 781236 | 9.96 | 9324.77 | -0.58732 | 407624 | 303418 | 774825 | 781236 | 20 | 20 | 20
9.97 | 9375.21 | -0.59124 | 407989 | 303491 | 772999 | 774594 | 9.97 | 9375.21 | -0.59124 | 407989 | 303491 | 772999 | 774594 | 20 | 20 | 20
9.98 | 9374.7 | -0.59546 | 408347 | 303526.5 | 772792 | 766924 | 9.98 | 9374.7 | -0.59546 | 408347 | 303526 | 772792 | 766924 | 20 | 20 | 20
9.99 | 9364.26 | -0.59999 | 408699 | 303550 | 771255 | 760487 | 9.99 | 9364.26 | -0.59999 | 408699 | 303550 | 771255 | 760487 | 20 | 20 | 20
10 | 9334.31 | -0.60481 | 409026 | 303567 | 768072 | 752792 | 10 | 9334.31 | -0.60481 | 409026 | 303567 | 768072 | 752792 | 20 | 20 | 20
10 | 9332.68 | -0.60481 | 409026 | 303567 | 767906 | 752669 | 10 | 9332.68 | -0.60481 | 409026 | 303567 | 767906 | 752669 | 20 | 20 | 20
10.01 | 9414.73 | -0.60998 | 409335 | 303491 | 765636 | 741072 | 10.01 | 9742.86 | -0.6102 | 408484 | 304297 | 716765 | 725231 | 31.1463 | 22.6071 | 16.3968
10.02 | 9400.14 | -0.61542 | 409608 | 303521.5 | 761865 | 733927 | 10.0201 | 9785.94 | -0.6172 | 406865 | 298272 | 683550 | 670291 | 37.1141 | 26.9388 | 19.5385
10.0301 | 9384.64 | -0.62121 | 409869 | 303493 | 759232 | 721457 | 10.03 | 9680.16 | -0.62396 | 403877 | 290533 | 604272 | 620728 | 46.3733 | 33.6594 | 24.413
10.04 | 9425.32 | -0.62731 | 410076 | 303509 | 755629 | 708386 | 10.04 | 9678.65 | -0.6309 | 400548 | 281271 | 553992 | 569126 | 57.6799 | 41.8662 | 30.3653
10.05 | 9309.82 | -0.63383 | 410259 | 303437.5 | 749608 | 692028 | 10.05 | 9837.16 | -0.63845 | 397435 | 271068 | 522845 | 510469 | 70.7103 | 51.3241 | 37.2251
10.06 | 9238.8 | -0.64079 | 410452 | 303220 | 738708 | 670398 | 10.06 | 9820.01 | -0.64667 | 394327 | 259169 | 505284 | 441120 | 84.5944 | 61.4017 | 44.5343
10.07 | 9127.77 | -0.64824 | 410655 | 302884.5 | 722912 | 646950 | 10.07 | 9787.22 | -0.65537 | 391630 | 247401 | 497824 | 394163 | 99.0682 | 71.9073 | 52.1539
10.08 | 9056.54 | -0.65626 | 410858 | 302356 | 706348 | 620068 | 10.08 | 9728.62 | -0.66399 | 388572 | 235448 | 483870 | 353477 | 114.25 | 82.9264 | 60.146
10.09 | 9031.57 | -0.66496 | 410906 | 301984 | 688288 | 600469 | 10.09 | 9680.15 | -0.67244 | 384819 | 223691 | 452741 | 317505 | 129.575 | 94.0503 | 68.2141
10.1 | 8784.04 | -0.67441 | 410917 | 301664 | 679615 | 591803 | 10.1 | 9661.78 | -0.6808 | 380076 | 212095 | 403528 | 282716 | 145.136 | 105.345 | 76.4062
10.11 | 8945.3 | -0.68462 | 410787 | 301418 | 663231 | 572225 | 10.11 | 9660.63 | -0.68904 | 374807 | 201014 | 354912 | 253952 | 160.707 | 116.647 | 84.6033
10.12 | 8922.83 | -0.69562 | 410885 | 300899 | 658394 | 553086 | 10.12 | 9559.86 | -0.69731 | 367848 | 188615 | 311048 | 229259 | 176.252 | 127.93 | 92.7871
10.13 | 8981.42 | -0.70745 | 410715 | 300191 | 640950 | 526391 | 10.13 | 9525.99 | -0.70574 | 360966 | 176191 | 272522 | 200734 | 191.651 | 139.107 | 100.893
10.14 | 8899.2 | -0.7201 | 410629 | 299688 | 618818 | 514383 | 10.14 | 9454.47 | -0.71447 | 353899 | 164389 | 232589 | 170326 | 207.044 | 150.28 | 108.997
10.15 | 8986.58 | -0.73371 | 410609 | 299062 | 607395 | 504195 | 10.15 | 9357.63 | -0.72332 | 347032 | 154008 | 193323 | 143725 | 222.187 | 161.271 | 116.969
10.16 | 9066.33 | -0.74813 | 410554 | 298823 | 584446 | 501209 | 10.16 | 9373.58 | -0.73238 | 340442 | 144653 | 158788 | 119877 | 237.154 | 172.135 | 124.848
10.17 | 8839.22 | -0.76336 | 410438 | 298840.5 | 568261 | 512457 | 10.17 | 9202.64 | -0.74174 | 334015 | 136567 | 120786 | 100427 | 251.991 | 182.904 | 132.659
10.1801 | 9290.31 | -0.77945 | 410664 | 297719 | 570227 | 457112 | 10.18 | 9144.95 | -0.7514 | 327884 | 129122 | 87024.4 | 82090 | 266.453 | 193.401 | 140.273
10.19 | 9164.49 | -0.79614 | 410485 | 297190 | 542788 | 455610 | 10.19 | 8965.59 | -0.76145 | 321885 | 121875 | 53303.6 | 57556.7 | 280.76 | 203.786 | 147.805
10.2 | 9218.61 | -0.81372 | 410150 | 296715 | 515036 | 451229 | 10.2 | 8928.11 | -0.77195 | 315290 | 114976 | 9783.71 | 31790.2 | 294.733 | 213.928 | 155.161
10.21 | 9146.78 | -0.83199 | 409894 | 296478.5 | 499656 | 452863 | 10.21 | 8906.6 | -0.78277 | 308483 | 109282 | -23676.8 | 16007.5 | 308.39 | 223.841 | 162.35
10.22 | 9501.99 | -0.85096 | 409451 | 295948 | 471623 | 416780 | 10.22 | 8906.26 | -0.79411 | 301982 | 104399 | -48869.8 | 7610.69 | 321.821 | 233.59 | 169.421
10.23 | 8827.85 | -0.87071 | 408962 | 296057.5 | 454099 | 421485 | 10.2301 | 9093.51 | -0.80614 | 295786 | 99047.8 | -68275.3 | -35269.4 | 334.85 | 243.046 | 176.28
10.24 | 9915.94 | -0.89098 | 408502 | 296178.5 | 441535 | 411122 | 10.24 | 9010.7 | -0.81861 | 290196 | 97319.3 | -85614.7 | -21983.7 | 347.624 | 252.318 | 183.005
10.25 | 10156.3 | -0.91182 | 407387 | 296971 | 428297 | 398568 | 10.25 | 8618.24 | -0.83194 | 284290 | 94670.1 | -113232 | -39943.2 | 360.111 | 261.382 | 189.579
10.26 | 9551 | -0.93319 | 406420 | 298309.5 | 390199 | 394262 | 10.26 | 8892.33 | -0.84564 | 278816 | 93332.5 | -132328 | -44409.3 | 372.241 | 270.186 | 195.964
10.2701 | 9952.38 | -0.95502 | 405493 | 300199 | 392851 | 394536 | 10.27 | 8995.35 | -0.85989 | 273814 | 92779.1 | -141724 | -46701.9 | 384.168 | 278.843 | 202.243
10.28 | 10658.9 | -0.97709 | 402710 | 300401.5 | 280040 | 339443 | 10.28 | 8990.21 | -0.87461 | 269290 | 92026.6 | -148340 | -55163.7 | 395.616 | 287.152 | 208.27
10.29 | 8978.6 | -0.99974 | 399298 | 305391.5 | 358164 | 422571 | 10.29 | 8854.33 | -0.88989 | 264641 | 91791.8 | -166845 | -59603 | 406.981 | 295.402 | 214.253
10.3 | 9862.4 | -1.0231 | 396376 | 307181.5 | 362349 | 383178 | 10.3 | 8862.16 | -0.90571 | 260293 | 93075.3 | -178487 | -80503.7 | 418.022 | 303.415 | 220.065
10.31 | 10258.3 | -1.0476 | 396303 | 315818.5 | 370092 | 401713 | 10.31 | 8989.13 | -0.92183 | 256413 | 93726.4 | -176999 | -79490.3 | 428.794 | 311.235 | 225.736
10.32 | 10426.3 | -1.0725 | 396062 | 323226.5 | 337535 | 397013 | 10.32 | 9127.78 | -0.93844 | 252142 | 94509.1 | -192205 | -87798.4 | 439.378 | 318.916 | 231.308
10.33 | 11395.3 | -1.0972 | 397029 | 329488 | 335585 | 398335 | 10.33 | 9153.44 | -0.95532 | 246994 | 95275.4 | -202800 | -89281.5 | 449.571 | 326.315 | 236.674
10.34 | 10718.7 | -1.1209 | 396133 | 333851.5 | 341952 | 423185 | 10.34 | 9011.74 | -0.97256 | 241992 | 97104.5 | -209614 | -87398.7 | 459.62 | 333.609 | 241.964
10.35 | 10911.3 | -1.1439 | 395474 | 337972 | 292109 | 430596 | 10.35 | 8954.98 | -0.99008 | 238074 | 98308.9 | -209397 | -93085.4 | 469.289 | 340.627 | 247.054
10.36 | 11622.7 | -1.1662 | 395272 | 342538.5 | 310677 | 452019 | 10.36 | 9073.4 | -1.0079 | 234726 | 99695.2 | -204771 | -98344.6 | 478.796 | 347.528 | 252.06
10.37 | 11966.3 | -1.1884 | 396909 | 346558 | 349355 | 397781 | 10.3701 | 9063.74 | -1.0261 | 231430 | 109541 | -206877 | -102247 | 488.183 | 354.341 | 257.001
10.38 | 12325.1 | -1.2099 | 397780 | 350455.5 | 359132 | 393768 | 10.38 | 9071.48 | -1.0443 | 227820 | 111438 | -210313 | -109840 | 497.195 | 360.882 | 261.745
[6 empty] | 288294 | 10.39 | 9242.85 | -1.0627 | 224238 | 114339 | -214800 | -108036 | 506.09 | 367.339 | 266.428
[7 empty] | 10.4 | 9121.25 | -1.0811 | 220354 | 116384 | -218345 | -111884 | 514.811 | 373.669 | 271.019
[7 empty] | 10.41 | 9050.01 | -1.0995 | 216518 | 118064 | -228974 | -120033 | 523.325 | 379.848 | 275.502
[7 empty] | 10.42 | 9235.15 | -1.1181 | 212446 | 120894 | -232358 | -111512 | 531.73 | 385.949 | 279.926
[7 empty] | 10.43 | 9293.08 | -1.1367 | 209225 | 122445 | -229402 | -121045 | 539.835 | 391.832 | 284.193
[7 empty] | 10.44 | 9372.7 | -1.1552 | 206161 | 124486 | -233383 | -123059 | 547.886 | 397.675 | 288.431
[7 empty] | 10.45 | 9245.98 | -1.1736 | 202975 | 125737 | -236133 | -137510 | 555.734 | 403.372 | 292.563
[7 empty] | 10.46 | 9141.96 | -1.1919 | 199994 | 127911 | -240231 | -129559 | 563.429 | 408.957 | 296.614
[7 empty] | 10.47 | 9174.78 | -1.2101 | 196272 | 130489 | -245276 | -131684 | 571.053 | 414.491 | 300.627
[7 empty] | 10.48 | 9235.49 | -1.2281 | 191639 | 132760 | -251693 | -127016 | 578.423 | 419.841 | 304.508
[7 empty] | 10.49 | 9149.66 | -1.2459 | 187257 | 134954 | -255909 | -126129 | 585.736 | 425.148 | 308.357
[7 empty] | 10.5 | 9406.78 | -1.2634 | 183083 | 137295 | -254991 | -125991 | 592.874 | 430.329 | 312.115
[7 empty] | 10.51 | 9127.29 | -1.2807 | 179462 | 138892 | -256672 | -128330 | 599.838 | 435.384 | 315.781
[7 empty] | 10.52 | 9059.88 | -1.2977 | 175919 | 140254 | -257109 | -130850 | 606.725 | 440.383 | 319.407
[7 empty] | 10.53 | 9031.25 | -1.3144 | 172524 | 142153 | -257074 | -126670 | 613.409 | 445.235 | 322.926
[7 empty] | 10.54 | 9103.58 | -1.3307 | 169214 | 143559 | -253133 | -123513 | 620.043 | 450.05 | 326.418
[7 empty] | 10.55 | 9196.63 | -1.3465 | 166289 | 146440 | -247389 | -107745 | 626.503 | 454.739 | 329.819
[7 empty] | 10.56 | 9340.91 | -1.3618 | 163529 | 148310 | -240812 | -103579 | 632.85 | 459.346 | 333.161
[7 empty] | 10.57 | 9397.15 | -1.3764 | 161119 | 150083 | -232451 | -93532.1 | 639.098 | 463.881 | 336.45
[7 empty] | 10.58 | 9398.93 | -1.3907 | 158890 | 151580 | -225162 | -83487 | 645.259 | 468.353 | 339.693
[7 empty] | 10.59 | 9325.85 | -1.4044 | 156870 | 153124 | -223052 | -78782 | 651.366 | 472.785 | 342.908
[7 empty] | 10.6 | 9434.54 | -1.4177 | 155202 | 155478 | -215004 | -62887.2 | 657.38 | 477.15 | 346.074
[7 empty] | 10.61 | 9204.93 | -1.4301 | 153984 | 155900 | -205285 | -69465.4 | 663.298 | 481.446 | 349.189
[7 empty] | 10.62 | 9293.48 | -1.4415 | 152957 | 156677 | -195055 | -64181.5 | 669.16 | 485.7 | 352.275
[7 empty] | 10.63 | 9139 | -1.452 | 152612 | 158646 | -177593 | -46265.9 | 674.877 | 489.85 | 355.285
[7 empty] | 10.64 | 9318.23 | -1.4612 | 152725 | 159594 | -161716 | -46525.9 | 680.552 | 493.969 | 358.273
[7 empty] | 10.65 | 9158.43 | -1.4685 | 152292 | 159902 | -151883 | -47239.8 | 686.122 | 498.012 | 361.205
[7 empty] | 10.6601 | 9106.11 | -1.4744 | 150699 | 160884 | -151669 | -44794.9 | 691.637 | 502.015 | 364.108
[7 empty] | 10.67 | 8930.6 | -1.4793 | 148848 | 162456 | -154831 | -40133.3 | 697.062 | 505.953 | 366.965
[7 empty] | 10.68 | 8852.9 | -1.4834 | 146758 | 162892 | -160473 | -38366.8 | 702.372 | 509.807 | 369.76
[7 empty] | 10.69 | 8668.98 | -1.4866 | 144613 | 163057 | -164516 | -36043.6 | 707.639 | 513.63 | 372.533
[7 empty] | 10.7 | 8554.07 | -1.4888 | 142585 | 162464 | -168546 | -38783.9 | 712.787 | 517.367 | 375.243
[7 empty] | 10.71 | 8371.32 | -1.4904 | 140503 | 162263 | -178895 | -42873.7 | 717.879 | 521.063 | 377.924
[7 empty] | 10.72 | 8168.34 | -1.4917 | 138272 | 161798 | -189989 | -52392.1 | 722.911 | 524.715 | 380.572
[7 empty] | 10.73 | 7926.2 | -1.4927 | 136038 | 161322 | -201900 | -58606.3 | 727.818 | 528.276 | 383.155
[7 empty] | 10.74 | 7701.71 | -1.4936 | 133782 | 160883 | -213294 | -66836.8 | 732.704 | 531.823 | 385.728
[7 empty] | 10.75 | 7539.27 | -1.4947 | 131647 | 160550 | -218651 | -71780.4 | 737.5 | 535.304 | 388.253
[7 empty] | 10.76 | 7524.11 | -1.4962 | 129420 | 160731 | -224754 | -69965.1 | 742.231 | 538.738 | 390.743
[7 empty] | 10.77 | 7593.35 | -1.498 | 127218 | 159769 | -218085 | -66650.6 | 746.937 | 542.154 | 393.221
[7 empty] | 10.78 | 7634.3 | -1.5003 | 125211 | 158718 | -210120 | -61223.7 | 751.543 | 545.497 | 395.646
[7 empty] | 10.79 | 7646.42 | -1.5028 | 123267 | 157212 | -202684 | -59964.7 | 756.109 | 548.811 | 398.049
[7 empty] | 10.8 | 7667.92 | -1.5056 | 121433 | 155695 | -194110 | -56440.2 | 760.619 | 552.085 | 400.424
[7 empty] | 10.81 | 7726.8 | -1.5084 | 119628 | 154146 | -185878 | -52691.5 | 765.096 | 555.334 | 402.781
[7 empty] | 10.82 | 7763.05 | -1.5111 | 117842 | 152620 | -180744 | -48890.9 | 769.55 | 558.567 | 405.125
[7 empty] | 10.83 | 7767.52 | -1.5136 | 116042 | 151267 | -175235 | -44419.6 | 773.972 | 561.777 | 407.453
[7 empty] | 10.84 | 7775.56 | -1.516 | 114323 | 150015 | -168860 | -39931.3 | 778.378 | 564.975 | 409.773
[7 empty] | 10.85 | 7786.82 | -1.5184 | 112599 | 149006 | -162189 | -35539 | 782.74 | 568.141 | 412.069
[7 empty] | 10.86 | 7704.74 | -1.5208 | 110823 | 148046 | -156096 | -31103.5 | 787.039 | 571.262 | 414.333
[7 empty] | 10.87 | 7784.44 | -1.5234 | 108918 | 146821 | -154176 | -30569.5 | 791.336 | 574.38 | 416.594
[7 empty] | 10.88 | 7812.34 | -1.5262 | 107030 | 145982 | -147863 | -25559 | 795.548 | 577.438 | 418.812
[7 empty] | 10.89 | 7757.59 | -1.529 | 105253 | 144210 | -142539 | -22772.1 | 799.754 | 580.49 | 421.026
[7 empty] | 10.9 | 7749.41 | -1.5317 | 103451 | 142700 | -138141 | -19110.6 | 803.887 | 583.491 | 423.202
[7 empty] | 10.91 | 7713.48 | -1.5344 | 101707 | 140737 | -132704 | -18289.1 | 807.998 | 586.474 | 425.366
[7 empty] | 10.92 | 7728.12 | -1.5372 | 99921.9 | 138919 | -129557 | -14760.9 | 812.074 | 589.433 | 427.512
[7 empty] | 10.93 | 7687.98 | -1.5398 | 98163.7 | 137166 | -125431 | -12257.7 | 816.06 | 592.326 | 429.61
[7 empty] | 10.94 | 7698.76 | -1.5424 | 96389 | 135285 | -121893 | -8490.33 | 820.043 | 595.217 | 431.707
[7 empty] | 10.95 | 7670.39 | -1.5449 | 94701.6 | 133536 | -117809 | -5108.02 | 823.968 | 598.066 | 433.773
[7 empty] | 10.96 | 7648.04 | -1.5472 | 92995.8 | 131693 | -113793 | -2292.05 | 827.839 | 600.876 | 435.811
[7 empty] | 10.97 | 7657.1 | -1.5496 | 91300.1 | 129797 | -109692 | 900.853 | 831.673 | 603.658 | 437.829
[7 empty] | 10.98 | 7632.05 | -1.552 | 89627.2 | 127972 | -105735 | 3884.39 | 835.425 | 606.382 | 439.805
[7 empty] | 10.99 | 7579.34 | -1.5546 | 87948.3 | 126159 | -102166 | 6582.33 | 839.156 | 609.09 | 441.769
[7 empty] | 11 | 7505.49 | -1.5572 | 86305.3 | 124186 | -99974.6 | 3556.53 | 842.848 | 611.769 | 443.712